{"text_format":"1","workbook":"xlsx","n_sheets":19,"sheets":["Budget","Locations","Version","Calculations","Lookup","Alphabetical","All","Archive","Batteries","SolarPanels","Defaults","Compare","Saved","StationInfo","BatteryArchive","SolarArchive","Display","Print-1","Print-2"],"not_rendered":{"charts":8,"images":24,"macros":1,"external_links":0,"defined_names":40,"comments":0,"pivot_tables":0},"unopened":[],"bounds":{"document_bytes":16777216,"sheet_cells":100000,"rows_first":2000,"rows_last":500,"rows_between":2000,"halvings":0,"cell_chars":16384,"cell_head_chars":4096},"cells_cut":0,"cells_raw":0,"read":"whole","date_system":"1900"}

{"sheet":"Budget","index":0,"n_rows":112,"n_cols":20,"rows_kept":112,"cut":false,"hidden":false,"merged":[[91,1,91,2],[8,4,8,5],[8,9,8,10],[8,11,8,12],[17,12,17,13],[19,12,19,13]]}
[]
[null,null,null,null,null,null,null,"Power Budget Spreadsheet"]
[null,"Steps"]
[null,"1.Select loads (click Add/Delete/Edit/Archive to add devices, if needed)",null,null,null,null,null,"3.Enter Minimum Average Temperature",null,null,null,null,null,"5.Enter Sun Hours for area"]
[null,"2.Adjust Program Intervals (scan and communications intervals)",null,null,null,null,null,"4.Enter Desired Backup and Battery Size (auto selection optional)",null,null,null,null,null,"6.Size Solar panel (auto selection optional)"]
[]
[null,"LOADS"]
[null,"Select Devices"]
[null,null,null,null,"Program Interval",null,null,"Lowest AveTemp",null,"Storage Reserve",null,"Charging Source"]
[null,null,null,null,"Scan","Comms",null,"Min",null,"Battery","Desired","Equiv.","Solar"]
[null,null,null,null,"Interval","Interval",null,"Average",null,"Size","Backup","Sun","Panel"]
[null,null,null,null,39,30,null,6,null,12,7,"Hours",8]
[null,null,null,null,{"$f":"LOOKUP(E12,Calculations!A35:A84,Calculations!E35:E84)","v":5},{"$f":"Calculations!L34","v":1},null,{"$f":"Calculations!P34","v":-10},null,{"$f":"LOOKUP(J12,Batteries!$A$2:$A$101,Batteries!$B$2:$B$101)","v":"BP84"},{"$f":"Calculations!M34","v":12},{"$f":"Calculations!R34","v":1.5},{"$f":"LOOKUP($M$12,SolarPanels!$A$2:$A$101,SolarPanels!$B$2:$B$101)","v":"45 Watt"}]
[null,null,null,null,null,null,null,36,null,{"$f":"LOOKUP(J12,Batteries!$A$2:$A$101,Batteries!$C$2:$C$101)","v":84},null,17,{"$f":"LOOKUP($M$12,SolarPanels!$A$2:$A$101,SolarPanels!$E$2:$E$101)*(Calculations!L2+4.75)","v":45}]
[null,null,null,null,"Seconds",3,null,2,null,null,4,1]
[null,null,null,null,null,null,null,{"$f":"J14*Calculations!P37","v":59.127115924800002},null,{"$f":"Defaults!L24","v":56.599374600000004},{"$f":"Calculations!S34","v":12.535922810313172},null,{"$f":"Calculations!M8","v":39.487935767441869}]
[null,null,null,null,null,null,null,null,null,null,null,{"$f":"$K$20/$K$13","v":1.0446602341927644},{"$f":"IF(Display!$B$5=1,Calculations!$B$892/Calculations!$B$2,(Budget!$L$13*Calculations!$J$6)/Calculations!$B$2)","v":1.1377146087129735},{"$f":"$M$17+$L$17","v":2.1823748429057379}]
[null,null,null,null,null,null,null,null,null,"Estimated battery amp hours corrected for temperature:",{"$f":"H16","v":59.127115924800002},"Amp Hours","Daily Load"]
[null,null,null,null,null,null,null,null,null,"Minimum estimated battery amperage required for system:",{"$f":"ROUNDUP(J16/Calculations!Y7,0)","v":81},"Amp Hours",{"$f":"Calculations!B2","v":3.7732916400000005},"Amp Hours"]
[null,null,null,null,null,null,null,null,null,"Estimated backup with selected battery:",{"$f":"Calculations!$S$34","v":12.535922810313172},{"$f":"IF($K$15=1,\"Seconds\",IF($K$15=2,\"Minutes\",IF($K$15=3,\"Hours\",IF($K$15=4,\"Days\",IF($K$15=5,\"Weeks\",\"Months\")))))","v":"Days"},"Minimum Daily Solar"]
[null,null,null,null,null,null,null,null,null,"Estimated solar panel wattage requirement for system:",{"$f":"M16","v":39.487935767441869},"Watts",{"$f":"IF(Display!$B$5=1,Calculations!$B$894,Calculations!$B$3)","v":"4.3 - 16.5"},"Amp Hours"]
[]
[]
[null,"System Total:",{"$f":"Calculations!L28*1000","v":131.01707083333335},"mAmps",null,null,null,null,null,null,null,null,null,null,"Hint: Increase Solar Panel size ",null,null,"Hint: Larger battery or "]
[null,null,null,null,null,null,null,null,null,null,null,null,null,null,"or decrease loads or try slower ",null,null,"smaller load or try slower "]
[null,null,null,null,null,null,null,null,null,null,null,null,null,null,"Scan or Comms Interval",null,null,"Scan or Comms interval "]
[]
[]
[]
[]
[null,null,null,null,null,null,null,"Depth of Discharge"]
[null,null,null,null,null,null,null,{"$f":"Calculations!K89","v":7.9770752830203406E-2},"Day 1",null,null,null,null,null,null,null,null,null,null,{"$f":"M19*Calculations!L2","v":49.996114230000003}]
[null,null,null,null,null,null,null,{"$f":"Calculations!K90","v":0.1595415056604067},2]
[null,null,null,null,null,null,null,{"$f":"Calculations!K91","v":0.23931225849061011},3]
[null,null,null,null,null,null,null,{"$f":"Calculations!K92","v":0.31908301132081351},4]
[null,null,null,null,null,null,null,{"$f":"Calculations!K93","v":0.39885376415101692},5]
[null,null,null,null,null,null,null,{"$f":"Calculations!K94","v":0.47862451698122022},6]
[null,null,null,null,null,null,null,{"$f":"Calculations!K95","v":0.55839526981142351},7]
[null,null,null,null,null,null,null,{"$f":"Calculations!K96","v":0.63816602264162681},8]
[null,null,null,null,null,null,null,{"$f":"Calculations!K97","v":0.7179367754718301},9]
[null,null,null,null,null,null,null,{"$f":"Calculations!K98","v":0.7977075283020334},10]
[null,null,null,null,null,null,null,{"$f":"Calculations!K99","v":0.8774782811322368},11]
[null,null,null,null,null,null,null,{"$f":"Calculations!K100","v":0.9572490339624401},12]
[null,null,null,null,null,null,null,{"$f":"Calculations!K101","v":1},13]
[null,null,null,null,null,null,null,{"$f":"Calculations!K102","v":1},14]
[]
[]
[]
[]
[]
[]
[]
[]
[]
[]
[]
[]
[]
[]
[]
[]
[]
[]
[]
[]
[]
[]
[]
[]
[]
[]
[]
[]
[]
[]
[]
[]
[]
[]
[]
[]
[]
[]
[]
[]
[]
[]
[]
[]
[]
[]
[]
[]
[]
[]
[]
[]
[]
[]
[]
[]
[]
[]
[]
[]
[]
[]
[]
[]
[]
[]
[null,null,null,null,null,"Sunshine Hours per day"]

{"sheet":"Locations","index":1,"n_rows":23,"n_cols":27,"rows_kept":23,"cut":false,"hidden":false,"merged":[]}
[null,"Peak Sun Hours",null,null,null,null,null,null,null,null,null,null,null,"Temperature",null,null,null,null,null,null,null,null,null,null,null,null,"Location Box Options"]
["Place","January","February","March","April","May","June","July","August ","September","October","November ","December","January","February","March","April","May","June","July","August ","September","October","November ","December",null,"Add New"]
["Atitlan Guatemala",5.31,5.76,6.07,6.03,5.55,5.31,5.55,5.28,4.7,4.8,5,5.12,22.3,23.4,24.3,24.8,24.2,23.6,23.6,23.6,23.1,22.9,22.8,22.3,null,"Edit"]
["Barrow, Alaska",0,0.21,1.34,3.41,5.51,6.96,6.13,3.7,1.89,0.53,0.02,0,-24.4,-24.1,-20.9,-13.1,-3.94,2.95,5.57,3.97,-0.45,-9.86,-19.7,-23.3,null,"Delete"]
["Cartagena, Colombia",5.8,6.25,6.5,6.26,5.64,5.67,5.85,5.85,5.28,4.88,4.93,5.22,26.81,27.43,27.74,26.8,26.46,26.65,26.51,26.42,26.07,25.93,25.99,25.98]
["Columbus Ohio",1.81,2.54,3.45,4.59,5,5.83,5.76,5.09,4.38,3.26,2,1.56,-1.1399999999999999,0.71,4.79,11.2,16.8,21.7,23.6,22.7,19,13.1,6.97,0.87]
["Durango Colorado",2.71,3.48,4.67,5.54,6.65,7.45,6.71,5.87,5.26,4.04,2.89,2.4900000000000002,-7.07,-4.57,-0.32,4.55,10.199999999999999,15.5,18.100000000000001,16.399999999999999,12.2,5.72,-1.8,-6.81]
["Escalante Utah",2.72,3.54,4.91,6.02,6.91,7.46,6.57,5.8,5.22,4.09,3.04,2.5299999999999998,-2.4500000000000002,0.11,4.6100000000000003,9.51,15.2,21,24.2,22.7,17.7,10.4,2.13,-2.66]
["Goblin Valley Utah",2.64,3.57,5.03,6.09,6.82,7.06,6.44,5.6,5.01,3.94,2.97,2.46,-4.1100000000000003,-1.36,3.43,8.52,14.4,20.3,23.7,22,16.7,9.36,1,-4.13]
["Grand Canyon",2.84,3.7,5.19,6.47,7.16,7.43,6.77,6.07,5.44,4.29,3.16,2.62,1.66,3.71,7.78,12.4,17.8,23,25,24.9,20.5,13.8,5.67,1.21]
["Hanksville Utah",2.64,3.57,5.03,6.09,6.82,7.06,6.44,5.6,5.01,3.94,2.97,2.46,-4.1100000000000003,-1.36,3.43,8.52,14.4,20.3,23.7,22,16.7,9.36,1,-4.13]
["HorseShoe Canyon,  Utah, United States ",2.37,3.14,4.62,5.7,6.58,6.9,6.48,5.6,4.68,3.66,2.76,2.29,-4.62,-1.7,3.06,7.95,13.91,19.8,23,21.26,16.12,8.8800000000000008,0.64,-4.49]
["Juneau, Alaska",0.4,1.08,2.2400000000000002,3.75,4.93,5.2,4.8,3.85,2.5,1.39,0.56999999999999995,0.24,-8.31,-7.26,-5.54,-1.35,3,7.83,11,10.6,6.71,1.53,-4.83,-7.09]
["Lahore, Pakistan",3.01,3.98,5.1100000000000003,6.27,7.19,7.2,6.08,5.65,5.6,4.9000000000000004,3.82,3.01,8.65,10.97,16.22,22.47,25,25,25,25,23.93,20.3,15.55,10.82]
["Logan, UT",1.94,2.66,3.79,4.9400000000000004,5.92,6.97,6.88,5.9,4.5599999999999996,3.17,1.98,1.72,-9.8000000000000007,-7.67,-2.21,3.74,9.68,15.33,19.850000000000001,18.510000000000002,12.4,5.39,-3.06,-9.41]
["New York, NY",1.79,2.66,3.66,4.4400000000000004,5.21,5.7,5.65,5,3.98,2.89,1.89,1.57,-3.49,-1.86,2.75,9,15.63,20.98,23.45,22.41,18.34,11.6,5.6,-0.39]
["Primeville Oregon",1.61,2.56,3.76,4.93,6.05,6.97,7.41,6.49,4.9800000000000004,3.16,1.75,1.37,0.14000000000000001,0.96,3.29,5.88,9.76,13.7,17.899999999999999,17.7,13.9,8.4700000000000006,2.69,-0.19]
["Reykjavik, Iceland",0.11,0.53,1.31,2.77,4.1100000000000003,4.71,4.16,3.27,2.17,0.97,0.25,0.03,-2.6,-2.59,-1.59,1.37,5.24,8.49,10.31,9.58,6.29,2.75,-0.04,-1.91]
["Santiago, Chile",16.600000000000001,16.239999999999998,14.55,10.47,6.9,4.3899999999999997,3.11,4.4400000000000004,6.55,9.8699999999999992,12.63,15.41,7.66,6.72,5.35,4.01,2.79,2.38,2.4900000000000002,3.2,4.3600000000000003,5.72,7.09,7.86]
["Schenectady New York",1.75,2.66,3.61,4.3600000000000003,5.08,5.62,5.61,5,4.01,2.82,1.77,1.47,-6.01,-4.4400000000000004,0.31,7.34,14.2,19.7,22.1,21.1,16.8,9.89,3.68,-2.57]
["Tajikistan",2.02,2.75,3.68,4.63,5.67,6.72,7.13,6.86,5.88,3.99,2.54,1.77,-14,-12.8,-8.51,-3.98,1.08,7.94,11.7,11.3,6.51,-0.08,-5.95,-11.4]
["Tokyo, Japan",2.59,3.4,4.1399999999999997,4.8899999999999997,5,4.32,4.3600000000000003,4.3499999999999996,3.33,2.98,2.5,2.3199999999999998,3.73,3.7,6.59,11.97,16.489999999999998,20.010000000000002,23.18,24.44,21.87,16.61,11.59,6.43]
["Vancouver, BC, Canada",1.04,1.9,3.05,4.3600000000000003,5.22,5.53,5.75,4.9400000000000004,3.75,2.0499999999999998,1.22,0.86,-3.22,-2.39,0.18,3.49,7.89,11.46,14.78,14.77,10.63,5.2,0.17,-3.65]

{"sheet":"Version","index":2,"n_rows":2,"n_cols":8,"rows_kept":2,"cut":false,"hidden":false,"merged":[]}
[null,null,null,null,null,null,"PBFun","Do not delete the \"PBFun\" in the cell next to this.  It is used in the vba to make sure the vba only runs on the power budget spreadsheet."]
[null,null,null,"PB_EP_07-15-14_2013_v2"]

{"sheet":"Calculations","index":3,"n_rows":1619,"n_cols":29,"rows_kept":1619,"cut":false,"hidden":false,"merged":[[10,0,10,11],[11,7,11,10],[11,3,11,6]]}
[null,"AHr/day","mWatt Hours",null,null,null,null,null,null,null,"Instantaneous","Design Voltage",null,null,null,null,null,null,null,"Units per hour"]
["Useage",{"$f":"Defaults!L15","v":3.7732916400000005},{"$f":"K2*24","v":41663.42852500001},"mW",{"$f":"Budget!M19*L2","v":49.996114230000003},"Wh",null,null,null,null,{"$f":"L28*L2*1000","v":1735.9761885416672},13.25,null,1,"Hour/day at 1000 W/m2",null,null,null,null,"Converstion",null,60,null,"C0",0.81899999999999995]
["Production",{"$f":"Defaults!K19","v":4.3},{"$f":"K3*24","v":56974.999999999993},"mW",null,null,null,null,null,null,{"$f":"Defaults!K21","v":2373.958333333333},"Charged Voltage",null,1000,"joules per second",null,null,null,"Time","To Hours",null,"Hours",null,"C1",1.0999999999999999E-2,"Y3*Y5",{"$f":"Y3*Y5","v":-0.10780000000000001}]
["Net",{"$f":"B3-B2","v":0.52670835999999932},null,null,{"$f":"B3/B2","v":1.1395885635810539},"Times more generated that used.",null,null,null,null,null,13.2,null,3600,"seconds",null,null,1,"Sec",3600,1,{"$f":"U4*T4/60","v":60},null,"C2",-7.6069999999999995E-5,"Y4*AA5",{"$f":"Y4*AA5","v":-7.3057628000000015E-3}]
[null,"Battery size",null,null,null,null,"Solar Panel",null,null,null,null,null,null,{"$f":"N2*N4*N3/1000000","v":3.6},"MJ/m2/day",null,null,2,"milliSec",3600000,1,null,null,"T",{"$f":"IF(Display!$B$5=1,$AC$224,P36)","v":-9.8000000000000007},"Y52",{"$f":"Y5^2","v":96.04000000000002}]
[null,{"$f":"Budget!J12","v":12},{"$f":"Budget!J14","v":84},null,{"$f":"D8/24","v":12.535922810313172},"days",{"$f":"Budget!M12","v":8},null,{"$f":"Budget!M13","v":"45 Watt"},{"$f":"VLOOKUP($G$6,FullSolarPanelListwNum,5)","v":2.5},{"$f":"Defaults!K21","v":2373.958333333333},"mW Generated",null,null,null,null,null,3,"microSec",3600000000,1,null,null,"CF(T)",{"$f":"Y2+Y3*Y5+Y4*Y5^2","v":0.70389423719999999},null,{"$f":"Y2+Y3*Y5+Y4*AA5","v":0.70389423719999999}]
[null,"Desired Reserve",null,"Calculate Reserve",null,"Multiple Batteries","Suns Hours (worst)",null,"Min Hrs needed",null,"Or this many panels",null,"Panel size needed",null,null,null,null,4,"Min",60,1,{"$f":"U7/T7","v":1.6666666666666666E-2},null,null,{"$f":"$Y$2+$Y$3*Y5+$Y$4*Y5^2","v":0.70389423719999999},null,{"$f":"Y2+AA3+AA4","v":0.70389423719999999}]
[null,{"$f":"Calculations!M37","v":288},"Hrs",{"$f":"Calculations!K88","v":300.86214744751612},"Hrs",{"$f":"Defaults!L26","v":0.95724903396243999},{"$f":"IF(IF(Display!$B$5=1,$AB$224,Calculations!$R$35)=0,0.0001,IF(Display!$B$5=1,$AB$224,Calculations!$R$35))","v":1.72},"Hrs./day","per day",{"$f":"Defaults!L20","v":1.5093166560000002},{"$f":"LOOKUP($G$6,SolarPanels!A2:A101,SolarPanels!F2:F101)","v":0.87750968372093041},null,{"$f":"K8*Budget!M14","v":39.487935767441869},"watt",null,null,null,5,"5 Min",12,5,{"$f":"V2/U8","v":12}]
[null,null,null,null,null,null,null,null,null,null,null,null,null,null,null,null,null,6,"10 Min",6,10]
[2,null,null,null,null,null,null,null,null,null,null,null,null,null,null,null,null,7,"15 Min",4,15]
["Calculator for device current (calculate Duty Cycle)",null,null,null,null,null,null,null,null,null,null,null,null,null,null,null,null,8,"30 Min",2,30]
["Device","Nominal\ncurrent\n(Amps)","Quiescent current (Amps)","Interval of\ntime \"on\" mSec per Scan",null,null,null,"Scan Interval",null,null,null,"Average\ncurrent\n(Amps)","Duty\nCycle","% of Total",null,null,"mW-hr",9,"Hour",1,60]
[86,{"$f":"LOOKUP($A13,All!$A$2:$A$1001,All!$C$2:$C$1001)","v":0.1},{"$f":"LOOKUP($A13,All!$A$2:$A$1001,All!$D$2:$D$1001)","v":0.06},{"$f":"LOOKUP($A13,All!$A$2:$A$1001,All!$E$2:$E$1001)","v":0},12,{"$f":"LOOKUP($A13,All!$A$2:$A$1001,All!$F$2:$F$1001)","v":0},{"$f":"LOOKUP($E13,$R$4:$R$24,$T$4:$T$24)","v":3600},{"$f":"IF(D13>0, Budget!$E$13, Calculations!$L$35)","v":3600},1,{"$f":"LOOKUP($A13,All!$A$2:$A$1001,All!$G$2:$G$1001)","v":0.5},{"$f":"LOOKUP($I13,$R$4:$R$24,$T$4:$T$24)","v":3600},{"$f":"M13*B13 + (1-M13)*C13","v":0.08},{"$f":"IF(D13>0,(IF((D13/1000/H13*K13/G13)>1,1,(D13/1000/H13*K13/G13))),(IF(F13>0,(IF((F13/H13*K13/G13)>1,1,(F13/H13*K13/G13))),J13)))","v":0.5},{"$f":"L13/$L$28","v":0.61060745360249957},{"$f":"IF(D13>0,(IF((D13/1000/H13*K13/G13)>1,1,(D13/1000/H13*K13/G13))),(IF(F13>0,(IF((F13/H13*K13/G13)>1,1,(F13/H13*K13/G13))),J13)))","v":0.5},{"$f":"IF(D13>0,(IF((D13/1000/H13*K13/G13)>1, 1,(D13/1000/H13*K13/G13))),IF((F13/H13*K13/G13)>1,1,(F13/H13*K13/G13)))","v":0},null,10,"1440 Min",4.1667000000000003E-2,1440,{"$f":"V2/U13","v":4.1666666666666664E-2}]
[8,{"$f":"LOOKUP($A14,All!$A$2:$A$1001,All!$C$2:$C$1001)","v":2.5000000000000001E-4},{"$f":"LOOKUP($A14,All!$A$2:$A$1001,All!$D$2:$D$1001)","v":2.5000000000000001E-4},{"$f":"LOOKUP($A14,All!$A$2:$A$1001,All!$E$2:$E$1001)","v":86400000},12,{"$f":"LOOKUP($A14,All!$A$2:$A$1001,All!$F$2:$F$1001)","v":0},3600,{"$f":"IF(D14>0, Budget!$E$13, Calculations!$L$35)","v":5},1,{"$f":"LOOKUP($A14,All!$A$2:$A$1001,All!$G$2:$G$1001)","v":1},3600,2.5000000000000001E-4,1,{"$f":"L14/$L$28","v":1.9081482925078113E-3},null,null,null,11,"Day",4.1667000000000003E-2,1]
[270,{"$f":"LOOKUP($A15,All!$A$2:$A$1001,All!$C$2:$C$1001)","v":1.0000000000000001E-5},{"$f":"LOOKUP($A15,All!$A$2:$A$1001,All!$D$2:$D$1001)","v":1.0000000000000001E-5},{"$f":"LOOKUP($A15,All!$A$2:$A$1001,All!$E$2:$E$1001)","v":86400000},12,{"$f":"LOOKUP($A15,All!$A$2:$A$1001,All!$F$2:$F$1001)","v":0},3600,{"$f":"IF(D15>0, Budget!$E$13, Calculations!$L$35)","v":5},1,{"$f":"LOOKUP($A15,All!$A$2:$A$1001,All!$G$2:$G$1001)","v":1},3600,1.0000000000000001E-5,1,7.6325931700312453E-5,null,null,null,12,"Scan",3600]
[110,{"$f":"LOOKUP($A16,All!$A$2:$A$1001,All!$C$2:$C$1001)","v":0},{"$f":"LOOKUP($A16,All!$A$2:$A$1001,All!$D$2:$D$1001)","v":0},{"$f":"LOOKUP($A16,All!$A$2:$A$1001,All!$E$2:$E$1001)","v":86400000},12,{"$f":"LOOKUP($A16,All!$A$2:$A$1001,All!$F$2:$F$1001)","v":0},3600,{"$f":"IF(D16>0, Budget!$E$13, Calculations!$L$35)","v":5},1,{"$f":"LOOKUP($A16,All!$A$2:$A$1001,All!$G$2:$G$1001)","v":1},3600,0,1,0,null,null,null,13,null,24]
[100,{"$f":"LOOKUP($A17,All!$A$2:$A$1001,All!$C$2:$C$1001)","v":3.0000000000000001E-3},{"$f":"LOOKUP($A17,All!$A$2:$A$1001,All!$D$2:$D$1001)","v":9.9999999999999995E-7},{"$f":"LOOKUP($A17,All!$A$2:$A$1001,All!$E$2:$E$1001)","v":0},12,{"$f":"LOOKUP($A17,All!$A$2:$A$1001,All!$F$2:$F$1001)","v":45},3600,{"$f":"IF(D17>0, Budget!$E$13, Calculations!$L$35)","v":3600},1,{"$f":"LOOKUP($A17,All!$A$2:$A$1001,All!$G$2:$G$1001)","v":1},3600,3.84875E-5,1.2500000000000001E-2,2.9375942963157754E-4,null,null,null,14,null,30]
[130,{"$f":"LOOKUP($A18,All!$A$2:$A$1001,All!$C$2:$C$1001)","v":1.4999999999999999E-4},{"$f":"LOOKUP($A18,All!$A$2:$A$1001,All!$D$2:$D$1001)","v":1.35E-4},{"$f":"LOOKUP($A18,All!$A$2:$A$1001,All!$E$2:$E$1001)","v":0},12,{"$f":"LOOKUP($A18,All!$A$2:$A$1001,All!$F$2:$F$1001)","v":60},3600,{"$f":"IF(D18>0, Budget!$E$13, Calculations!$L$35)","v":3600},1,{"$f":"LOOKUP($A18,All!$A$2:$A$1001,All!$G$2:$G$1001)","v":1},3600,1.3525000000000001E-4,1.6666666666666666E-2,1.032308226246726E-3,null,null,null,15,null,7]
[217,{"$f":"LOOKUP($A19,All!$A$2:$A$1001,All!$C$2:$C$1001)","v":0.12},{"$f":"LOOKUP($A19,All!$A$2:$A$1001,All!$D$2:$D$1001)","v":0.05},{"$f":"LOOKUP($A19,All!$A$2:$A$1001,All!$E$2:$E$1001)","v":0},12,{"$f":"LOOKUP($A19,All!$A$2:$A$1001,All!$F$2:$F$1001)","v":30},3600,{"$f":"IF(D19>0, Budget!$E$13, Calculations!$L$35)","v":3600},1,{"$f":"LOOKUP($A19,All!$A$2:$A$1001,All!$G$2:$G$1001)","v":1},3600,5.0583333333333341E-2,8.3333333333333332E-3,0.38608200451741387,null,null,null,16]
[1,{"$f":"LOOKUP($A20,All!$A$2:$A$1001,All!$C$2:$C$1001)","v":0},{"$f":"LOOKUP($A20,All!$A$2:$A$1001,All!$D$2:$D$1001)","v":0},{"$f":"LOOKUP($A20,All!$A$2:$A$1001,All!$E$2:$E$1001)","v":0},12,{"$f":"LOOKUP($A20,All!$A$2:$A$1001,All!$F$2:$F$1001)","v":0},3600,{"$f":"IF(D20>0, Budget!$E$13, Calculations!$L$35)","v":3600},1,{"$f":"LOOKUP($A20,All!$A$2:$A$1001,All!$G$2:$G$1001)","v":0},3600,0,0,0,null,null,null,17]
[1,{"$f":"LOOKUP($A21,All!$A$2:$A$1001,All!$C$2:$C$1001)","v":0},{"$f":"LOOKUP($A21,All!$A$2:$A$1001,All!$D$2:$D$1001)","v":0},{"$f":"LOOKUP($A21,All!$A$2:$A$1001,All!$E$2:$E$1001)","v":0},12,{"$f":"LOOKUP($A21,All!$A$2:$A$1001,All!$F$2:$F$1001)","v":0},3600,{"$f":"IF(D21>0, Budget!$E$13, Calculations!$L$35)","v":3600},1,{"$f":"LOOKUP($A21,All!$A$2:$A$1001,All!$G$2:$G$1001)","v":0},3600,0,0,0,null,null,null,18]
[1,{"$f":"LOOKUP($A22,All!$A$2:$A$1001,All!$C$2:$C$1001)","v":0},{"$f":"LOOKUP($A22,All!$A$2:$A$1001,All!$D$2:$D$1001)","v":0},{"$f":"LOOKUP($A22,All!$A$2:$A$1001,All!$E$2:$E$1001)","v":0},12,{"$f":"LOOKUP($A22,All!$A$2:$A$1001,All!$F$2:$F$1001)","v":0},3600,{"$f":"IF(D22>0, Budget!$E$13, Calculations!$L$35)","v":3600},1,{"$f":"LOOKUP($A22,All!$A$2:$A$1001,All!$G$2:$G$1001)","v":0},3600,0,0,0,null,null,null,19]
[1,{"$f":"LOOKUP($A23,All!$A$2:$A$1001,All!$C$2:$C$1001)","v":0},{"$f":"LOOKUP($A23,All!$A$2:$A$1001,All!$D$2:$D$1001)","v":0},{"$f":"LOOKUP($A23,All!$A$2:$A$1001,All!$E$2:$E$1001)","v":0},12,{"$f":"LOOKUP($A23,All!$A$2:$A$1001,All!$F$2:$F$1001)","v":0},3600,{"$f":"IF(D23>0, Budget!$E$13, Calculations!$L$35)","v":3600},1,{"$f":"LOOKUP($A23,All!$A$2:$A$1001,All!$G$2:$G$1001)","v":0},3600,0,0,0,null,null,null,20]
[1,{"$f":"LOOKUP($A24,All!$A$2:$A$1001,All!$C$2:$C$1001)","v":0},{"$f":"LOOKUP($A24,All!$A$2:$A$1001,All!$D$2:$D$1001)","v":0},{"$f":"LOOKUP($A24,All!$A$2:$A$1001,All!$E$2:$E$1001)","v":0},12,{"$f":"LOOKUP($A24,All!$A$2:$A$1001,All!$F$2:$F$1001)","v":0},3600,{"$f":"IF(D24>0, Budget!$E$13, Calculations!$L$35)","v":3600},1,{"$f":"LOOKUP($A24,All!$A$2:$A$1001,All!$G$2:$G$1001)","v":0},3600,0,0,0,null,null,null,21]
[1,{"$f":"LOOKUP($A25,All!$A$2:$A$1001,All!$C$2:$C$1001)","v":0},{"$f":"LOOKUP($A25,All!$A$2:$A$1001,All!$D$2:$D$1001)","v":0},{"$f":"LOOKUP($A25,All!$A$2:$A$1001,All!$E$2:$E$1001)","v":0},12,{"$f":"LOOKUP($A25,All!$A$2:$A$1001,All!$F$2:$F$1001)","v":0},3600,{"$f":"IF(D25>0, Budget!$E$13, Calculations!$L$35)","v":3600},1,{"$f":"LOOKUP($A25,All!$A$2:$A$1001,All!$G$2:$G$1001)","v":0},3600,0,0,0,null,null,null,22]
[1,{"$f":"LOOKUP($A26,All!$A$2:$A$1001,All!$C$2:$C$1001)","v":0},{"$f":"LOOKUP($A26,All!$A$2:$A$1001,All!$D$2:$D$1001)","v":0},{"$f":"LOOKUP($A26,All!$A$2:$A$1001,All!$E$2:$E$1001)","v":0},12,{"$f":"LOOKUP($A26,All!$A$2:$A$1001,All!$F$2:$F$1001)","v":0},3600,{"$f":"IF(D26>0, Budget!$E$13, Calculations!$L$35)","v":3600},1,{"$f":"LOOKUP($A26,All!$A$2:$A$1001,All!$G$2:$G$1001)","v":0},3600,0,0,0]
[null,null,null,null,null,null,null,null,null,null,null,"system total"]
["Milli-watts Consumed",{"$f":"K2","v":1735.9761885416672},null,{"$f":"B28*24","v":41663.42852500001},"mWHr/day",null,null,null,null,null,"Avg Amps",{"$f":"SUM(L13:L26)","v":0.13101707083333336}]
[]
[]
[null,null,null,null,null,null,null,null,null,null,null,"Com Intv","Bat Reserv",null,null,"Min Bat Temp",null,"Peak Sun","Calc Resrv"]
[null,null,null,null,"Scan",null,null,null,null,null,null,{"$f":"Budget!F12","v":30},{"$f":"Budget!K12","v":7},null,null,{"$f":"Budget!$H$14","v":36},null,{"$f":"Budget!$L$14","v":17},{"$f":"K88","v":300.86214744751612}]
[null,"Sunshine",null,null,"Interval",60,24,7,4.2857149999999997,30,"Unit of time>",{"$f":"Budget!F15","v":3},{"$f":"Budget!K15","v":4},null,null,{"$f":"Budget!H15","v":2},null,{"$f":"Budget!L15","v":1},{"$f":"M33","v":4}]
[null,"Hours/day","Temp °C","Temp °F","Seconds","Min","Hours","Days","Weeks","Months",null,{"$f":"LOOKUP(L33,A35:A37,L35:L37)","v":1},{"$f":"LOOKUP(M33,A35:A40,M35:M40)","v":12},null,null,{"$f":"LOOKUP(P33,A35:A36,P35:P36)","v":-10},null,{"$f":"LOOKUP(R33,A35:A36,R35:R36)","v":1.5},{"$f":"LOOKUP(S33,A35:A40,S35:S40)","v":12.535922810313172}]
[1,24,25,{"$f":"C35*1.8+32","v":77},31536000,{"$f":"E35/$F$33","v":525600},{"$f":"F35/$F$33","v":8760},{"$f":"G35/$G$33","v":365},{"$f":"H35/$H$33","v":52.142857142857146},{"$f":"I35/$I$33","v":12.166664638889229},"Seconds",{"$f":"LOOKUP($L$32,Calculations!$A$35:$A$84,Calculations!$E$35:$E$84)","v":3600},{"$f":"LOOKUP($M$32,Calculations!$A$35:$A$84,Calculations!$E$35:$E$84)","v":1036800},"Hours/day","Temp °F",{"$f":"P36*1.8+32","v":14},null,{"$f":"LOOKUP($R$32,Calculations!A35:A64,Calculations!B35:B64)","v":1.5},{"$f":"S36*F33","v":1083103.7308110581}]
[2,9,{"$f":"C35-1","v":24},{"$f":"C36*1.8+32","v":75.2},15552000,259200,{"$f":"F36/$F$33","v":4320},{"$f":"G36/$G$33","v":180},{"$f":"H36/$H$33","v":25.714285714285715},6,"Minutes",{"$f":"LOOKUP($L$32,Calculations!$A$35:$A$84,Calculations!$F$35:$F$84)","v":60},{"$f":"LOOKUP($M$32,Calculations!$A$35:$A$84,Calculations!$F$35:$F$84)","v":17280},"MJ/m2/day","Temp °C",{"$f":"LOOKUP(P32,A35:A140,C35:C140)","v":-10},null,{"$f":"R35*N5","v":5.4},{"$f":"S37*F33","v":18051.728846850969}]
[3,8.5,23,{"$f":"C37*1.8+32","v":73.400000000000006},7776000,129600,2160,{"$f":"G37/$G$33","v":90},{"$f":"H37/$H$33","v":12.857142857142858},{"$f":"I37/$I$33","v":2.9999995000000839},"Hours",{"$f":"LOOKUP($L$32,Calculations!$A$35:$A$84,Calculations!$G$35:$G$84)","v":1},{"$f":"LOOKUP($M$32,Calculations!$A$35:$A$84,Calculations!$G$35:$G$84)","v":288},null,"Capacity Factor",{"$f":"IF(Y6>1, 1, Y6)","v":0.70389423719999999},null,null,{"$f":"S32","v":300.86214744751612}]
[4,8,22,71.599999999999994,5184000,86400,1440,{"$f":"G38/$G$33","v":60},8.5714285714285712,1.9999996666667224,"Days",{"$f":"LOOKUP($L$32,Calculations!$A$35:$A$84,Calculations!$H$35:$H$84)","v":4.1666666666666664E-2},{"$f":"LOOKUP($M$32,Calculations!$A$35:$A$84,Calculations!$H$35:$H$84)","v":12},null,null,null,null,null,{"$f":"S37/G33","v":12.535922810313172}]
[5,7.5,21,69.800000000000011,2592000,43200,720,30,4.2857142857142856,0.99999983333336118,"Weeks",{"$f":"LOOKUP($L$32,Calculations!$A$35:$A$84,Calculations!$I$35:$I$84)","v":5.9523809523809521E-3},{"$f":"LOOKUP($M$32,Calculations!$A$35:$A$84,Calculations!$I$35:$I$84)","v":1.7142857142857142},null,null,null,null,null,{"$f":"S38/H33","v":1.7908461157590245}]
[6,7,20,68,1209600,20160,336,14,2,0.46666658888890189,"Months",{"$f":"LOOKUP($L$32,Calculations!$A$35:$A$84,Calculations!$J$35:$J$84)","v":1.388888657407446E-3},{"$f":"LOOKUP($M$32,Calculations!$A$35:$A$84,Calculations!$J$35:$J$84)","v":0.39999993333334444},null,null,null,null,null,{"$f":"S38/J33","v":0.41786409367710575}]
[7,6.5,19,66.2,1036800,17280,288,12,1.7142857142857142,0.39999993333334444]
[8,6,18,64.400000000000006,864000,14400,240,10,1.4285714285714286,0.33333327777778704,null,null,null,null,"24 Hour Simulation"]
[9,5.5,17,62.6,777600,12960,216,9,1.2857142857142858,0.2999999500000084,null,null,null,"Initial Value"]
[10,5,16,60.8,691200,11520,192,8,1.1428571428571428,{"$f":"I44/$I$33","v":0.26666662222222964},null,null,null,"Voltage","Amp-Hours","Consuption","Reguvination"]
[11,4.5,15,59,604800,10080,168,7,1,0.23333329444445094,null,null,null,{"$f":"L4","v":13.2},{"$f":"Defaults!L25","v":59.127115924800002},"(withdrawals)","(deposits)"]
[12,4,14,57.2,518400,{"$f":"E46/$F$33","v":8640},144,6,0.8571428571428571,0.19999996666667222,null,null,null,null,{"$f":"O45","v":59.127115924800002},{"$f":"Defaults!L15/24","v":0.15722048500000002},{"$f":"Defaults!J19","v":2.5}]
[13,3.5,13,55.400000000000006,432000,7200,120,5,0.7142857142857143,0.16666663888889352,null,null,null,"12:00:00",{"$f":"O46","v":59.127115924800002},{"$f":"P46","v":0.15722048500000002},{"$f":"IF(R47>0,$Q$46,0)","v":0},{"$f":"S70","v":0},{"$f":"Defaults!I19","v":1.72}]
[14,3,12,53.6,345600,5760,96,4,0.5714285714285714,0.13333331111111482,null,null,null,"01:00:00",{"$f":"IF(O47-P47+Q47>$O$45,$O$45,O47-P47+Q47)","v":58.969895439799998},{"$f":"P46","v":0.15722048500000002},0,{"$f":"S69","v":0},{"$f":"IF(S47-1>0,S47-1,0)","v":0.72}]
[15,2.5,11,51.8,259200,4320,72,3,0.42857142857142855,9.9999983333336109E-2,null,null,null,"02:00:00",58.812674954799995,{"$f":"P48","v":0.15722048500000002},0,{"$f":"S68","v":0},0]
[16,2,10,50,172800,2880,48,2,0.2857142857142857,6.6666655555557411E-2,null,null,null,"03:00:00",58.655454469799992,0.15722048500000002,0,{"$f":"S67","v":0},0]
[17,1.5,9,48.2,86400,1440,24,1,0.14285714285714285,3.3333327777778705E-2,null,null,null,"04:00:00",58.498233984799988,0.15722048500000002,0,{"$f":"S66","v":0},0]
[18,1,8,46.4,64800,1080,18,0.75,0.10714285714285714,2.4999995833334027E-2,null,null,null,"05:00:00",58.341013499799985,0.15722048500000002,0,{"$f":"S65","v":0},0]
[19,0.95,7,44.6,43200,720,12,0.5,7.1428571428571425E-2,1.6666663888889353E-2,null,null,null,"06:00:00",58.183793014799981,0.15722048500000002,0,{"$f":"S64","v":0},0]
[20,0.9,6,42.8,39600,660,11,0.45833333333333331,6.5476190476190479E-2,1.5277775231481907E-2,null,null,null,"07:00:00",58.026572529799978,0.15722048500000002,0,{"$f":"S63","v":0},0]
[21,0.85,5,41,36000,600,10,0.41666666666666669,5.9523809523809527E-2,1.3888886574074461E-2,null,null,null,"08:00:00",57.869352044799975,0.15722048500000002,0,{"$f":"S62","v":0},0]
[22,0.8,4,39.200000000000003,32400,540,9,0.375,5.3571428571428568E-2,1.2499997916667014E-2,null,null,null,"09:00:00",57.712131559799971,0.15722048500000002,0,{"$f":"S61","v":0},0]
[23,0.7,3,37.4,28800,480,8,0.33333333333333331,4.7619047619047616E-2,1.1111109259259568E-2,null,null,null,"10:00:00",57.554911074799968,0.15722048500000002,0,{"$f":"S60","v":0},0]
[24,0.6,2,35.6,25200,420,7,0.29166666666666669,4.1666666666666671E-2,9.7222206018521239E-3,null,null,null,"11:00:00",57.397690589799964,0.15722048500000002,0,{"$f":"S59","v":0},0]
[25,0.5,1,33.799999999999997,21600,360,6,0.25,3.5714285714285712E-2,8.3333319444446764E-3,null,null,null,"12:00:00",57.240470104799961,0.15722048500000002,0,{"$f":"S58","v":0},0]
[26,0.4,0,32,18000,300,5,0.20833333333333334,2.9761904761904764E-2,6.9444432870372306E-3,null,null,null,"01:00:00",57.083249619799957,0.15722048500000002,0,{"$f":"S57","v":0},0]
[27,0.25,-1,30.2,14400,240,4,0.16666666666666666,2.3809523809523808E-2,5.5555546296297839E-3,null,null,null,"02:00:00",56.926029134799954,0.15722048500000002,0,{"$f":"S56","v":0},0]
[28,0.2,-2,28.4,10800,180,3,0.125,1.7857142857142856E-2,4.1666659722223382E-3,null,null,null,"03:00:00",56.768808649799951,0.15722048500000002,0,{"$f":"S55","v":0},0]
[29,0.1,-3,26.6,7200,120,2,8.3333333333333329E-2,1.1904761904761904E-2,2.777777314814892E-3,null,null,null,"04:00:00",56.611588164799947,0.15722048500000002,0,{"$f":"S54","v":0},0]
[30,1E-3,-4,24.8,3600,60,1,4.1666666666666664E-2,5.9523809523809521E-3,1.388888657407446E-3,null,null,null,"05:00:00",56.454367679799944,0.15722048500000002,0,{"$f":"S53","v":0},0]
[31,null,-5,23,1800,30,0.5,2.0833333333333332E-2,2.976190476190476E-3,6.9444432870372299E-4,null,null,null,"06:00:00",56.29714719479994,0.15722048500000002,0,{"$f":"S52","v":0},0]
[32,null,-6,21.2,900,15,0.25,1.0416666666666666E-2,1.488095238095238E-3,3.472221643518615E-4,null,null,null,"07:00:00",56.139926709799937,0.15722048500000002,0,{"$f":"S51","v":0},0]
[33,null,-7,19.399999999999999,600,10,0.16666666666666666,6.9444444444444441E-3,9.9206349206349201E-4,2.3148144290124101E-4,null,null,null,"08:00:00",55.982706224799934,0.15722048500000002,0,{"$f":"S50","v":0},0]
[34,null,{"$f":"C67-1","v":-8},17.600000000000001,300,5,8.3333333333333329E-2,3.472222222222222E-3,4.96031746031746E-4,1.157407214506205E-4,null,null,null,"09:00:00",55.82548573979993,0.15722048500000002,0,{"$f":"S49","v":0},0]
[35,null,-9,15.8,60,1,1.6666666666666666E-2,6.9444444444444447E-4,9.9206349206349206E-5,2.3148144290124102E-5,null,null,null,"10:00:00",55.668265254799927,0.15722048500000002,2.5,{"$f":"S48","v":0.72},0]
[36,null,-10,14,30,0.5,8.3333333333333332E-3,3.4722222222222224E-4,4.9603174603174603E-5,1.1574072145062051E-5,null,null,null,"11:00:00",58.011044769799923,0.15722048500000002,2.5,{"$f":"S47","v":1.72},0]
[37,null,-11,12.2,20,0.33333333333333331,5.5555555555555549E-3,2.3148148148148146E-4,3.3068783068783064E-5,7.7160480967080334E-6,null,null,null,"12:00:00",59.127115924800002,0.15722048500000002,null,"Lacking","Excess"]
[38,null,-12,10.399999999999999,10,0.16666666666666666,2.7777777777777775E-3,1.1574074074074073E-4,1.6534391534391532E-5,3.8580240483540167E-6,null,null,null,null,null,{"$f":"SUM(P48:P71)","v":3.7732916399999992},{"$f":"SUM(Q48:Q70)","v":5},{"$f":"IF(P72-Q72>0,P72-Q72,0)","v":0},{"$f":"IF(Q72-P72>0,Q72-P72,0)","v":1.2267083600000008}]
[39,null,-13,8.5999999999999979,5,8.3333333333333329E-2,1.3888888888888887E-3,5.7870370370370366E-5,8.2671957671957661E-6,1.9290120241770084E-6,null,null,null,null,{"$f":"MIN(O47:O71)","v":55.668265254799927},"Cycle Service Life"]
[40,null,-14,6.8000000000000007,2,3.3333333333333333E-2,5.5555555555555556E-4,2.3148148148148147E-5,3.3068783068783066E-6,7.7160480967080332E-7]
[41,null,-15,5,1,1.6666666666666666E-2,2.7777777777777778E-4,1.1574074074074073E-5,1.6534391534391533E-6,3.8580240483540166E-7,null,null,null,null,null,null,"Diminished"]
[42,null,-16,3.1999999999999993,0.75,1.2500000000000001E-2,2.0833333333333335E-4,8.6805555555555555E-6,1.2400793650793651E-6,2.8935180362655129E-7,null,null,null,null,"Depth of Discharge",null,"Bat life"]
[43,null,-17,1.3999999999999986,0.5,8.3333333333333332E-3,1.3888888888888889E-4,5.7870370370370367E-6,8.2671957671957665E-7,1.9290120241770083E-7,null,null,null,{"$f":"Calculations!K89","v":7.9770752830203406E-2},"1 day D of D",null,{"$f":"IF(N77<0.2999, 4, IF(N77<0.4999, 2,1))","v":4}]
[44,null,-18,-0.39999999999999858,0.33300000000000002,5.5500000000000002E-3,9.2499999999999999E-5,3.8541666666666669E-6,5.5059523809523811E-7,1.2847220081018876E-7,null,null,null,{"$f":"Calculations!K90","v":0.1595415056604067},"2 day W/O charge",null,{"$f":"IF(N78<0.2999, 4, IF(N78<0.4999, 2,1))","v":4}]
[45,null,-19,-2.2000000000000028,0.25,4.1666666666666666E-3,6.9444444444444444E-5,2.8935185185185184E-6,4.1335978835978832E-7,9.6450601208850415E-8,null,null,null,{"$f":"Calculations!K91","v":0.23931225849061011},"3 day W/O charge",null,{"$f":"IF(N79<0.2999, 4, IF(N79<0.4999, 2,1))","v":4}]
[46,null,-20,-4,0.2,3.3333333333333335E-3,5.5555555555555558E-5,2.3148148148148148E-6,3.3068783068783069E-7,7.7160480967080338E-8,null,null,null,{"$f":"Calculations!K92","v":0.31908301132081351},"4 day W/O charge",null,{"$f":"IF(N80<0.2999, 4, IF(N80<0.4999, 2,1))","v":2}]
[47,null,-21,-5.8000000000000043,0.15,2.5000000000000001E-3,4.1666666666666665E-5,1.736111111111111E-6,2.4801587301587301E-7,5.7870360725310253E-8,null,null,null,{"$f":"Calculations!K93","v":0.39885376415101692},"5 day W/O charge",null,{"$f":"IF(N81<0.2999, 4, IF(N81<0.4999, 2,1))","v":2}]
[48,null,-22,-7.6000000000000014,0.1,1.6666666666666668E-3,2.7777777777777779E-5,1.1574074074074074E-6,1.6534391534391535E-7,3.8580240483540169E-8]
[49,null,-23,-9.3999999999999986,0.05,8.3333333333333339E-4,1.388888888888889E-5,5.787037037037037E-7,8.2671957671957673E-8,1.9290120241770084E-8]
[50,null,-24,-11.200000000000003,0.01,1.6666666666666666E-4,2.7777777777777775E-6,1.1574074074074073E-7,1.6534391534391531E-8,3.8580240483540164E-9]
[51,null,-25,-13]
[52,null,-26,-14.800000000000004,"Day","Reserve Time during Storms/stollen panels",null,null,null,null,null,null,null,null,null,"Comparison of Charge into Battery and draw from battery."]
[53,null,-27,-16.600000000000001,0,{"$f":"O45","v":59.127115924800002},null,{"$f":"Defaults!L15","v":3.7732916400000005},0,null,{"$f":"F87/H87*Defaults!K24","v":12.535922810313172},"Reserve Days",null,null,"draw =>",{"$f":"Defaults!L15","v":3.7732916400000005}]
[54,null,-28,-18.399999999999999,0,{"$f":"F87","v":59.127115924800002},null,{"$f":"H87/Defaults!$K$24","v":4.7166145500000001},0,null,{"$f":"K87*24","v":300.86214744751612},"Reserve Hours",null,null,"charge",{"$f":"Defaults!K19","v":4.3}]
[55,null,-29,-20.200000000000003,1,{"$f":"IF((F88-H88+I88>$F$87),$F$87,IF(F88-H88+I88<0,0,F88-H88+I88))","v":54.410501374799999},null,{"$f":"H88","v":4.7166145500000001},0,{"$f":"IF(F89/$O$45<0,0,F89/$O$45)","v":0.92022924716979659},{"$f":"1-J89","v":7.9770752830203406E-2},"1 day",null,null,"Day","Reserve"]
[56,null,-30,-22,2,49.693886824799996,null,4.7166145500000001,0,0.8404584943395933,0.1595415056604067,"2 days",null,null,0,{"$f":"Defaults!$L$25","v":59.127115924800002},null,"Discharge",{"$f":"O73/O45","v":0.94150144792451629}]
[57,null,-31,-23.800000000000004,3,44.977272274799994,null,4.7166145500000001,0,0.76068774150938989,0.23931225849061011,"3 days",null,null,1,{"$f":"IF((P90-$P$87+$P$88>$P$90),$P$90,IF(P90-$P$87+$P$88<0,0,P90-$P$87+$P$88))","v":59.127115924800002},null,"1 day",{"$f":"O73","v":55.668265254799927},{"$f":"IF(S91/$O$45<0,0,S91/$O$45)","v":0.94150144792451629},{"$f":"1-T91","v":5.8498552075483712E-2}]
[58,null,-32,-25.6,4,40.260657724799991,null,4.7166145500000001,0,0.68091698867918649,0.31908301132081351,"4 days",null,null,2,59.127115924800002,null,"2 days",{"$f":"IF(S91-($O$45-$O$73)>0,S91-($O$45-$O$73), 0)","v":52.209414584799852},{"$f":"S92/$O$45","v":0.88300289584903258},0.11699710415096742]
[59,null,-33,-27.4,5,35.544043174799988,null,4.7166145500000001,0,0.60114623584898308,0.39885376415101692,"5 days",null,null,3,59.127115924800002,null,"3 days",48.750563914799777,0.82450434377354886,0.17549565622645114]
[60,null,-34,-29.200000000000003,6,30.827428624799989,null,4.7166145500000001,0,0.52137548301877978,0.47862451698122022,"6 days",null,null,4,59.127115924800002,null,"4 days",45.291713244799702,0.76600579169806515,0.23399420830193485]
[61,null,-35,-31,7,26.11081407479999,null,4.7166145500000001,0,0.44160473018857649,0.55839526981142351,"7 days",null,null,5,59.127115924800002,null,"5 days",41.832862574799627,0.70750723962258144,0.29249276037741856]
[62,null,-36,-32.799999999999997,8,21.394199524799991,null,4.7166145500000001,0,0.36183397735837319,0.63816602264162681,8,null,null,6,59.127115924800002,null,"6 days",38.374011904799552,0.64900868754709773,0.35099131245290227]
[63,null,-37,-34.600000000000009,9,16.677584974799991,null,4.7166145500000001,0,0.2820632245281699,0.7179367754718301,9,null,null,7,59.127115924800002,null,"7 days",34.915161234799477,0.59051013547161402,0.40948986452838598]
[64,null,-38,-36.400000000000006,10,11.960970424799992,null,4.7166145500000001,0,0.20229247169796655,0.7977075283020334,10,null,null,8,59.127115924800002,null,8,31.456310564799402,0.53201158339613031,0.46798841660386969]
[65,null,-39,-38.200000000000003,11,7.2443558747999921,null,4.7166145500000001,0,0.12252171886776322,0.8774782811322368,11,null,null,9,59.127115924800002,null,9,27.997459894799327,0.47351303132064665,0.52648696867935341]
[66,null,{"$f":"C99-1","v":-40},-40,12,2.527741324799992,null,4.7166145500000001,0,4.2750966037559901E-2,0.9572490339624401,12,null,null,10,59.127115924800002,null,10,24.538609224799252,0.41501447924516294,0.58498552075483712]
[67,null,-41,{"$f":"C101*1.8+32","v":-41.8},13,0,null,4.7166145500000001,0,0,1,13,null,null,11,59.127115924800002,null,11,21.079758554799177,0.35651592716967923,0.64348407283032083]
[68,null,-42,-43.600000000000009,14,0,null,4.7166145500000001,1,0,1,14,null,null,12,59.127115924800002,null,12,17.620907884799102,0.29801737509419551,0.70198262490580454]
[69,null,-43,-45.400000000000006,null,null,null,null,null,null,null,null,null,null,13,59.127115924800002,null,13,14.162057214799027,0.2395188230187118,0.76048117698128825]
[70,null,-44,-47.2,null,null,null,null,null,null,null,null,null,null,14,59.127115924800002,null,14,10.703206544798952,0.18102027094322809,0.81897972905677197]
[71,null,-45,-49,null,null,null,null,null,null,null,null,null,null,null,null,null,null,7.2443558747988774,0.12252171886774438,0.87747828113225568]
[72,null,-46,-50.8,null,null,null,null,null,null,null,null,null,null,null,null,null,null,3.7855052047988025,6.4023166792260666E-2,0.93597683320773939]
[73,null,-47,-52.600000000000009,null,null,null,null,null,null,null,null,null,null,null,null,null,null,0.32665453479872752,5.5246147167769613E-3,0.99447538528322299]
[74,null,-48,-54.400000000000006,null,null,null,null,null,null,null,null,null,null,null,null,null,null,0,0,1]
[75,null,-49,-56.2,null,null,null,null,null,null,null,null,null,null,null,null,null,null,0,0,1]
[76,null,-50,-58,null,null,null,null,null,null,null,null,null,null,null,null,null,null,0,0,1]
[77,null,-51,-59.8]
[78,null,-52,-61.600000000000009]
[79,null,-53,-63.400000000000006]
[80,null,-54,-65.2]
[81,null,-55,-67]
[82,null,-56,-68.8]
[83,null,-57,-70.600000000000009]
[84,null,-58,-72.400000000000006]
[85,null,-59,-74.2]
[86,null,-60,-76]
[87,null,-61,-77.8]
[88,null,-62,-79.600000000000009]
[89,null,-63,-81.400000000000006]
[90,null,-64,-83.2]
[91,null,-65,-85]
[92,null,-66,-86.8]
[93,null,-67,-88.600000000000009]
[94,null,-68,-90.4]
[95,null,-69,-92.2]
[96,null,-70,-94]
[97,null,-71,-95.8]
[98,null,{"$f":"C131-1","v":-72},-97.6]
[99,null,-73,-99.4]
[100,null,-74,-101.20000000000002]
[101,null,-75,-103]
[102,null,-76,-104.80000000000001]
[103,null,-77,-106.6]
[104,null,-78,-108.4]
[105,null,-79,-110.20000000000002]
[106,null,-80,-112]
[]
[]
[]
["Adjusted picture Sizes","Actual Picture Sizes",null,null,null,"Percent",null,"Battery Adjust",null,null,null,null,null,"OldAdjust battery picture",null,null,null,"Solar New"]
[{"$f":"picSize(\"Image3\",B145*100)","v":{"$error":"#NAME?"}},{"$f":"Budget!M19/E147","v":0.46737957802797769},null,"Daily Load",{"$f":"$B$2","v":3.7732916400000005},{"$f":"E145/E147","v":0.46737957802797769},null,null,null,null,"Minimum estimated battery amperage required for backup:",{"$f":"Defaults!L24","v":56.599374600000004},null,{"$f":"BatterypicSize(\"Image2\", $O$145)","v":{"$error":"#NAME?"}},{"$f":"Budget!$H$16-Budget!$J$16","v":2.5277413247999974},null,null,"Production/Useage"]
[{"$f":"picSize(\"Image4\",B146*100)","v":{"$error":"#NAME?"}},{"$f":"Budget!M21/E147","v":{"$error":"#VALUE!"}},null,"Daily Solar",{"$f":"$B$3","v":4.3},{"$f":"E146/E147","v":0.5326204219720222},null,null,null,null,"Estimated battery amp hours corrected for temperature:",{"$f":"Budget!H16","v":59.127115924800002},null,null,null,null,null,{"$f":"IF($B$3/$B$2>2,2,$B$3/$B$2)","v":1.1395885635810539}]
[null,null,null,"Total",{"$f":"$E$145+$E$146","v":8.0732916400000008},{"$f":"(F145+F146)*100","v":99.999999999999986},null,null,null,null,"Total:",{"$f":"L145+L146","v":115.7264905248},null,null,null,null,null,{"$f":"R146*100","v":113.95885635810539}]
[null,null,null,null,"Solar Panel Size:",{"$f":"(2.4*F146)*2","v":2.5565780254657064},null,null,null,null,"Battery Size:",{"$f":"(L146/L147)*2","v":1.0218423743201503},null,null,null,null,null,{"$f":"R147*100","v":11395.885635810539}]
[{"$f":"adjustedBatt(Calculations!H16)","v":{"$error":"#NAME?"}},null,null,null,null,{"$f":"SolarPicSize(\"Image4\",F148*65)","v":{"$error":"#NAME?"}},null,null,null,null,null,{"$f":"BattPicSize(IF($N$888>0.8,\"Image1\",(IF($N$888 >0.7,\"Image5\",\"Image6\"))),L148*175,$N$888)","v":{"$error":"#NAME?"}}]
[]
[null,null,null,null,null,null,null,null,"Regression for solar input",null,null,null,null,null,null,null,"Regression for temperature"]
["Test calculations for annual power simulation (Logan)",null,null,null,null,null,null,null,"c6","c5","c4","c3","c2","c1","b",null,"c6","c5","c4","c3","c2","c1","b"]
[]
[null,null,null,null,null,null,null,null,{"$f":"INDEX(LINEST(y,x^{1,2,3,4,5,6}),1)","v":7.0368746142892377E-14},{"$f":"INDEX(LINEST(y,x^{1,2,3,4,5,6}),1,2)","v":-1.4945152568665794E-10},{"$f":"INDEX(LINEST(y,x^{1,2,3,4,5,6}),1,3)","v":1.1732809804378918E-7},{"$f":"INDEX(LINEST(y,x^{1,2,3,4,5,6}),1,4)","v":-4.1316806905571483E-5},{"$f":"INDEX(LINEST(y,x^{1,2,3,4,5,6}),1,5)","v":6.1655813469790608E-3},{"$f":"INDEX(LINEST(y,x^{1,2,3,4,5,6}),1,6)","v":-0.26245589520301038},{"$f":"INDEX(LINEST(y,x^{1,2,3,4,5,6}),1,7)","v":8.0921604964935341},null,{"$f":"INDEX(LINEST(z,x^{1,2,3,4,5,6}),1)","v":1.3794508168286547E-13},{"$f":"INDEX(LINEST(z,x^{1,2,3,4,5,6}),1,2)","v":-3.0842583168020527E-10},{"$f":"INDEX(LINEST(z,x^{1,2,3,4,5,6}),1,3)","v":2.5689739483356354E-7},{"$f":"INDEX(LINEST(z,x^{1,2,3,4,5,6}),1,4)","v":-9.7347525157791915E-5},{"$f":"INDEX(LINEST(z,x^{1,2,3,4,5,6}),1,5)","v":1.6132229154296081E-2},{"$f":"INDEX(LINEST(z,x^{1,2,3,4,5,6}),1,6)","v":-0.85619933900595657},{"$f":"INDEX(LINEST(z,x^{1,2,3,4,5,6}),1,7)","v":2.1795846849004192}]
[null,"Load ",null,"Charge"]
["Day","Load (amp*hr)","Corrected-regression (amps*hr)","Solar (amps*hr)-regression","Battery Amps (corrected for lowest temperature)","% of charge (Based on one temperature)","Conditional Formatting Values","Conditional Formatting Values 2","Minimum Temperature","Min temp multiplied by 0.10","Battery Capacity Factor","Battery Capacity","Batt Amps (Temp Corr)","% of charge"]
[null,null,null,null,{"$f":"Budget!$H$16","v":59.127115924800002},null,null,null,null,null,null,null,{"$f":"$C$6*K158","v":70.022160780785271}]
[1,{"$f":"Budget!$M$19","v":3.7732916400000005},{"$f":"IF($D158-ABS($B$891)<0,0,$D158-ABS($B$891))","v":7.0138295679636924},{"$f":"($I$154*$A158^6)+($J$154*$A158^5)+($K$154*$A158^4)+($L$154*$A158^3)+($M$154*$A158^2)+($N$154*$A158^1)+$O$154","v":7.8358289830093142},{"$f":"IF(($E157-$B158+$D158>$E$157),$E$157,IF($E157-$B158+$D158<0,0,$E157-$B158+$D158))","v":59.127115924800002},{"$f":"E158/$E$157","v":1},{"$f":"IF(F158<=0.5,NA(),F158)","v":1},{"$f":"IF(F158>0.5,NA(),F158)","v":{"$error":"#N/A"}},{"$f":"($Q$154*$A158^6)+($R$154*$A158^5)+($S$154*$A158^4)+($T$154*$A158^3)+($U$154*$A158^2)+($V$154*$A158^1)+$W$154","v":1.3394204841127078},{"$f":"I158*0.1","v":0.13394204841127078},{"$f":"IF(($Y$2+$Y$3*$I158+$Y$4*$I158^2)>1,1,($Y$2+$Y$3*$I158+$Y$4*$I158^2))","v":0.83359715215220564},{"$f":"$C$6*K158","v":70.022160780785271},{"$f":"IF(($C158-$B158>=0),IF($M157-$B158+$C158>$L158,$L158,$M157-$B158+$C158),IF($M157<$L158,IF($M157-$B158+$C158<0,0,$M157-$B158+$C158),IF($L158-$B158+$C158<0,0,$L158-$B158+$C158)))","v":70.022160780785271},{"$f":"M158/L158","v":1}]
[{"$f":"A158+1","v":2},{"$f":"Budget!$M$19","v":3.7732916400000005},{"$f":"IF($D159-ABS($B$891)<0,0,$D159-ABS($B$891))","v":6.7695829544461867},{"$f":"($I$154*$A159^6)+($J$154*$A159^5)+($K$154*$A159^4)+($L$154*$A159^3)+($M$154*$A159^2)+($N$154*$A159^1)+$O$154","v":7.5915823694918085},{"$f":"IF(($E158-$B159+$D159>$E$157),$E$157,IF($E158-$B159+$D159<0,0,$E158-$B159+$D159))","v":59.127115924800002},{"$f":"E159/$E$157","v":1},{"$f":"IF(F159<=0.5,NA(),F159)","v":1},{"$f":"IF(F159>0.5,NA(),F159)","v":{"$error":"#N/A"}},{"$f":"($Q$154*$A159^6)+($R$154*$A159^5)+($S$154*$A159^4)+($T$154*$A159^3)+($U$154*$A159^2)+($V$154*$A159^1)+$W$154","v":0.53094024380194726},{"$f":"I159*0.1","v":5.3094024380194726E-2},{"$f":"IF(($Y$2+$Y$3*$I159+$Y$4*$I159^2)>1,1,($Y$2+$Y$3*$I159+$Y$4*$I159^2))","v":0.82481889873576431},69.284787493804203,69.284787493804203,{"$f":"M159/L159","v":1}]
[{"$f":"A159+1","v":3},{"$f":"Budget!$M$19","v":3.7732916400000005},6.5371775414857618,7.3591769565313836,59.127115924800002,1,1,{"$error":"#N/A"},-0.24643091906597947,-2.4643091906597948E-2,{"$f":"IF(($Y$2+$Y$3*$I160+$Y$4*$I160^2)>1,1,($Y$2+$Y$3*$I160+$Y$4*$I160^2))","v":0.81628464029626202},68.567909784886012,68.567909784886012,1]
[4,{"$f":"Budget!$M$19","v":3.7732916400000005},6.3163724097885465,7.1383718248341683,59.127115924800002,1,1,{"$error":"#N/A"},-0.9932617957947194,-9.9326179579471943E-2,{"$f":"IF(($Y$2+$Y$3*$I161+$Y$4*$I161^2)>1,1,($Y$2+$Y$3*$I161+$Y$4*$I161^2))","v":0.80799907194280951},67.871922043195994,67.871922043195994,1]
[5,{"$f":"Budget!$M$19","v":3.7732916400000005},6.1069294023689116,6.9289288174145334,59.127115924800002,1,1,{"$error":"#N/A"},-1.7101151227202469,-0.17101151227202471,0.7999662674118112,67.197166462592136,67.197166462592136,1]
[6,{"$f":"Budget!$M$19","v":3.7732916400000005},5.9086131067926182,6.73061252183824,59.127115924800002,1,1,{"$error":"#N/A"},-2.3975476178743413,-0.23975476178743416,0.79218970799888344,66.54393547190621,66.54393547190621,1]
[7,{"$f":"Budget!$M$19","v":3.7732916400000005},5.7211908374706262,6.543190252516248,59.127115924800002,1,1,{"$error":"#N/A"},-3.0561100175487477,-0.30561100175487477,0.78467231057898146,{"$f":"$C$6*K164","v":65.91247408863444},{"$f":"IF(($C164-$B164>=0),IF($M163-$B164+$C164>$L164,$L164,$M163-$B164+$C164),IF($M163<$L164,IF($M163-$B164+$C164<0,0,$M163-$B164+$C164),IF($L164-$B164+$C164<0,0,$L164-$B164+$C164)))","v":65.91247408863444},1,15,6.97]
[8,{"$f":"Budget!$M$19","v":3.7732916400000005},5.544432618003575,6.3664320330491968,59.127115924800002,1,1,{"$error":"#N/A"},-3.6863471127600125,-0.36863471127600128,0.77741645473607002,65.302982197829877,65.302982197829877,1,45,6.88]
[9,{"$f":"Budget!$M$19","v":3.7732916400000005},5.3781111635769232,6.200110578622545,59.127115924800002,1,1,{"$error":"#N/A"},-4.2887977856149977,-0.42887977856149978,0.77042400902329566,64.715616757956838,64.715616757956838,1,{"$f":"O165+31","v":76},5.9]
[10,{"$f":"Budget!$M$19","v":3.7732916400000005},5.2220018634067582,6.04400127845238,59.127115924800002,1,1,{"$error":"#N/A"},-4.8639950455770817,-0.4863995045577082,0.7636963563742476,64.150493935436799,64.150493935436799,1,{"$f":"O166+30","v":106},4.5599999999999996]
[11,{"$f":"Budget!$M$19","v":3.7732916400000005},5.0758827632362715,5.8978821782818933,59.127115924800002,1,1,{"$error":"#N/A"},-5.4124660656330308,-0.54124660656330315,0.75723441868552899,63.607691169584434,63.607691169584434,1,{"$f":"O167+31","v":137},3.17]
[12,{"$f":"Budget!$M$19","v":3.7732916400000005},4.9395345478828911,5.7615339629285129,59.127115924800002,1,1,{"$error":"#N/A"},-5.9347322183605602,-0.593473221836056,0.75103868059050138,63.087249169602117,63.087249169602117,1,{"$f":"O168+30","v":167},1.98]
[13,{"$f":"Budget!$M$19","v":3.7732916400000005},4.812740523836097,5.6347399388817188,59.127115924800002,1,1,{"$error":"#N/A"},-6.4313091118965673,-0.64313091118965682,0.74510921244370509,62.589173845271226,62.589173845271226,1,{"$f":"O169+31","v":198},1.72]
[14,{"$f":"Budget!$M$19","v":3.7732916400000005},4.6952866019058819,5.5172860169515037,59.127115924800002,1,1,{"$error":"#N/A"},-6.902706625806033,-0.69027066258060332,0.73944569253511228,62.113438172949429,62.113438172949429,1,{"$f":"O170+30","v":228},1.94]
[15,{"$f":"Budget!$M$19","v":3.7732916400000005},4.5869612799218888,5.4089606949675106,59.127115924800002,1,1,{"$error":"#N/A"},-7.3494289468516456,-0.7349428946851646,0.7340474285530163,61.65998399845337,61.65998399845337,1,{"$f":"O171+31","v":259},2.66]
[16,{"$f":"Budget!$M$19","v":3.7732916400000005},4.4875556254832185,5.3095550405288403,59.127115924800002,1,1,{"$error":"#N/A"},-7.7719746046640417,-0.77719746046640426,0.72891337831402647,61.228723778378225,61.228723778378225,1,{"$f":"O172+30","v":289},3.79]
[17,{"$f":"Budget!$M$19","v":3.7732916400000005},4.3968632587588852,5.218862673804507,59.127115924800002,1,1,{"$error":"#N/A"},-8.170836507312778,-0.81708365073127787,0.72404216977829139,60.819542261376476,60.819542261376476,1,{"$f":"O173+31","v":320},4.9400000000000004]
[18,{"$f":"Budget!$M$19","v":3.7732916400000005},4.3146803353389602,5.136679750384582,59.127115924800002,1,1,{"$error":"#N/A"},-8.5465019767779609,-0.85465019767779615,0.71943212036775028,60.432298110891026,60.432298110891026,1,{"$f":"O174+30","v":350},5.92]
[19,{"$f":"Budget!$M$19","v":3.7732916400000005},4.2408055291363613,5.0628049441819831,59.127115924800002,1,1,{"$error":"#N/A"},-8.8994527843225608,-0.88994527843225613,0.71508125560487212,60.066825470809256,60.066825470809256,1]
[20,{"$f":"Budget!$M$19","v":3.7732916400000005},4.1750400153393192,4.997039430384941,59.127115924800002,1,1,{"$error":"#N/A"},-9.2301651857653937,-0.92301651857653944,0.71098732708903056,59.722935475478565,59.722935475478565,1]
[21,{"$f":"Budget!$M$19","v":3.7732916400000005},4.1171874534145045,4.9391868684601263,59.127115924800002,1,1,{"$error":"#N/A"},-9.539109956654805,-0.95391099566548054,0.70714782982733204,59.40041770549589,59.40041770549589,1]
[22,{"$f":"Budget!$M$19","v":3.7732916400000005},4.067053970160825,4.8890533852064468,59.127115924800002,1,1,{"$error":"#N/A"},-9.8267524273430134,-0.9826752427343014,0.70356001893640785,59.09904159065826,59.09904159065826,1]
[23,{"$f":"Budget!$M$19","v":3.7732916400000005},4.0244481428138812,4.846447557859503,59.127115924800002,1,1,{"$error":"#N/A"},-10.093552517961147,-1.0093552517961146,0.70022092573136119,58.818557761434342,58.818557761434342,1]
[24,{"$f":"Budget!$M$19","v":3.7732916400000005},3.989180982201094,4.8111803972467158,59.127115924800002,1,1,{"$error":"#N/A"},-10.339964773294932,-1.0339964773294932,0.6971273732177633,58.558699350292116,58.558699350292116,1]
[25,{"$f":"Budget!$M$19","v":3.7732916400000005},3.9610659159474961,4.7830653309931179,59.127115924800002,1,1,{"$error":"#N/A"},-10.566438397561125,-1.0566438397561126,0.69427599100228043,58.319183244191557,58.319183244191557,1]
[26,{"$f":"Budget!$M$19","v":3.7732916400000005},3.9399187717321853,4.7619181867778071,59.127115924800002,1,1,{"$error":"#N/A"},-10.773417289084541,-1.0773417289084541,0.69166322963722338,58.099711289526766,58.099711289526766,1]
[27,{"$f":"Budget!$M$19","v":3.7732916400000005},3.9255577605954475,4.7475571756410693,59.127115924800002,1,1,{"$error":"#N/A"},-10.961340074875817,-1.0961340074875818,0.68928537441401139,57.89997145077696,57.89997145077696,1]
[28,{"$f":"Budget!$M$19","v":3.7732916400000005},3.9178034602965459,4.7398028753421677,59.127115924800002,1,1,{"$error":"#N/A"},-11.13064014510984,-1.113064014510984,0.68713855862025419,57.719638924101353,57.719638924101353,1]
[29,{"$f":"Budget!$M$19","v":3.7732916400000005},3.9164787987221672,4.738478213767789,59.127115924800002,1,1,{"$error":"#N/A"},-11.281745687504866,-1.1281745687504867,0.68521877627487071,57.558377207089137,57.558377207089137,1]
[30,{"$f":"Budget!$M$19","v":3.7732916400000005},3.9214090373455468,4.7434084523911686,59.127115924800002,1,1,{"$error":"#N/A"},-11.415079721602284,-1.1415079721602284,0.68352189435538058,57.415839125851967,57.415839125851967,1]
[31,{"$f":"Budget!$M$19","v":3.7732916400000005},3.932421754736251,4.7544211697818728,59.127115924800002,1,1,{"$error":"#N/A"},-11.531060132947093,-1.1531060132947093,0.68204366453122389,57.291667820622806,57.291667820622806,1]
[32,{"$f":"Budget!$M$19","v":3.7732916400000005},3.9493468301206232,4.7713462451662449,59.127115924800002,1,1,{"$error":"#N/A"},-11.630099707169069,-1.163009970716907,0.68077973441669559,57.185497691002432,57.185497691002432,1]
[33,{"$f":"Budget!$M$19","v":3.7732916400000005},3.9720164269928988,4.7940158420385206,59.127115924800002,1,1,{"$error":"#N/A"},-11.712606163964551,-1.1712606163964552,0.67972565835680654,57.096955301971747,57.096955301971747,1]
[34,{"$f":"Budget!$M$19","v":3.7732916400000005},4.0002649767769869,4.8222643918226087,59.127115924800002,1,1,{"$error":"#N/A"},-11.778982190978976,-1.1778982190978977,0.67887690775911891,57.025660251765991,57.025660251765991,1]
[35,{"$f":"Budget!$M$19","v":3.7732916400000005},4.0339291625389171,4.8559285775845389,59.127115924800002,1,1,{"$error":"#N/A"},-11.82962547759006,-1.182962547759006,0.67822888098433998,56.97122600268456,56.97122600268456,1]
[36,{"$f":"Budget!$M$19","v":3.7732916400000005},4.0728479027499471,4.8948473177955689,59.127115924800002,1,1,{"$error":"#N/A"},-11.864928748591641,-1.1864928748591641,0.67777691280820129,56.93326067588891,56.93326067588891,1]
[37,{"$f":"Budget!$M$19","v":3.7732916400000005},4.1168623351003433,4.9388617501459651,59.127115924800002,1,1,{"$error":"#N/A"},-11.885279797778264,-1.1885279797778263,0.67751628346689585,56.91136781121925,56.91136781121925,1]
[38,{"$f":"Budget!$M$19","v":3.7732916400000005},4.1658158003638173,4.9878152154094391,59.127115924800002,1,1,{"$error":"#N/A"},-11.891061521430359,-1.1891061521430359,0.67744222729808901,56.905147093039474,56.905147093039474,1]
[39,{"$f":"Budget!$M$19","v":3.7732916400000005},4.2195538263126382,5.04155324135826,59.127115924800002,1,1,{"$error":"#N/A"},-11.882651951700176,-1.1882651951700176,0.67754994098928112,56.91419504309961,56.91419504309961,1]
[40,{"$f":"Budget!$M$19","v":3.7732916400000005},4.277924111683407,5.0999235267290288,59.127115924800002,1,1,{"$error":"#N/A"},-11.860424289898354,-1.1860424289898355,0.67783459144504732,56.938105681383973,56.938105681383973,1]
[41,{"$f":"Budget!$M$19","v":3.7732916400000005},4.3407765101934892,5.162775925239111,59.127115924800002,1,1,{"$error":"#N/A"},-11.824746939681187,-1.1824746939681188,0.67829132328444386,56.976471155893286,56.976471155893286,1]
[42,{"$f":"Budget!$M$19","v":3.7732916400000005},4.4079630146081206,5.2299624296537424,59.127115924800002,1,1,{"$error":"#N/A"},-11.775983540138558,-1.1775983540138559,0.67891526597963348,57.028882342289215,57.028882342289215,1]
[43,{"$f":"Budget!$M$19","v":3.7732916400000005},4.4793377408581838,5.3013371559038056,59.127115924800002,1,1,{"$error":"#N/A"},-11.714492998782589,-1.1714492998782589,0.6797015406465482,57.094929414310052,57.094929414310052,1]
[44,{"$f":"Budget!$M$19","v":3.7732916400000005},4.5547569122086342,5.376756327254256,59.127115924800002,1,1,{"$error":"#N/A"},-11.640629524436878,-1.1640629524436878,0.68064526649817902,57.174202385847039,57.174202385847039,1]
[45,{"$f":"Budget!$M$19","v":3.7732916400000005},4.6340788434776004,5.4560782585232221,59.127115924800002,1,1,{"$error":"#N/A"},-11.554742660026562,-1.1554742660026562,0.68174156697085475,57.266291625551801,57.266291625551801,1]
[46,{"$f":"Budget!$M$19","v":3.7732916400000005},4.7171639253061661,5.5391633403517879,59.127115924800002,1,1,{"$error":"#N/A"},-11.457177315268929,-1.1457177315268929,0.68298557553365247,57.370788344826806,57.370788344826806,1]
[47,{"$f":"Budget!$M$19","v":3.7732916400000005},4.8038746084787745,5.6258740235243963,59.127115924800002,1,1,{"$error":"#N/A"},-11.348273799264728,-1.1348273799264728,0.68437244119085838,57.487285060032107,57.487285060032107,1]
[48,{"$f":"Budget!$M$19","v":3.7732916400000005},4.8940753882943513,5.7160748033399731,59.127115924800002,1,1,{"$error":"#N/A"},-11.228367852990274,-1.1228367852990275,0.68589733368718497,57.615376029723535,57.615376029723535,1]
[49,{"$f":"Budget!$M$19","v":3.7732916400000005},4.9876327889880541,5.8096322040336759,59.127115924800002,1,1,{"$error":"#N/A"},-11.097790681690064,-1.1097790681690065,0.68755544842523808,57.754657667719997,57.754657667719997,1]
[50,{"$f":"Budget!$M$19","v":3.7732916400000005},5.0844153482036942,5.906414763249316,59.127115924800002,1,1,{"$error":"#N/A"},-10.956868987170193,-1.0956868987170194,0.68934201110451487,57.90472893277925,57.90472893277925,1]
[51,{"$f":"Budget!$M$19","v":3.7732916400000005},5.1842936015168535,6.0062930165624753,59.127115924800002,1,1,{"$error":"#N/A"},-10.805924999992421,-1.080592499999242,0.69125228209101097,58.06519169564492,58.06519169564492,1]
[52,{"$f":"Budget!$M$19","v":3.7732916400000005},5.2871400670086119,6.1091394820542337,59.127115924800002,1,1,{"$error":"#N/A"},-10.645276511568873,-1.0645276511568873,0.69328156052631207,58.235651084210211,58.235651084210211,1]
[53,{"$f":"Budget!$M$19","v":3.7732916400000005},5.3928292298900073,6.2148286449356291,59.127115924800002,1,1,{"$error":"#N/A"},-10.475236906157491,-1.0475236906157492,0.69542518818484134,58.415715807526674,58.415715807526674,1]
[54,{"$f":"Budget!$M$19","v":3.7732916400000005},5.5012375271770848,6.3232369422227066,59.127115924800002,1,1,{"$error":"#N/A"},-10.296115192758123,-1.0296115192758124,0.69767855308774285,58.6049984593704,58.6049984593704,1]
[55,{"$f":"Budget!$M$19","v":3.7732916400000005},5.6122433324167007,6.4342427474623225,59.127115924800002,1,1,{"$error":"#N/A"},-10.108216036909276,-1.0108216036909277,0.70003709288168536,58.803115802061569,58.803115802061569,1]
[56,{"$f":"Budget!$M$19","v":3.7732916400000005},5.7257269404628905,6.5477263555085123,59.127115924800002,1,1,{"$error":"#N/A"},-9.9118397923855994,-0.99118397923855994,0.7024962979906797,59.009689031217093,59.009689031217093,1]
[57,{"$f":"Budget!$M$19","v":3.7732916400000005},5.8415705523040016,6.6635699673496234,59.127115924800002,1,1,{"$error":"#N/A"},-9.7072825327960146,-0.97072825327960155,0.70505171454881577,59.224344022100524,59.224344022100524,1]
[58,{"$f":"Budget!$M$19","v":3.7732916400000005},5.9596582599404124,6.7816576749860342,59.127115924800002,1,1,{"$error":"#N/A"},-9.4948360830824896,-0.94948360830824896,0.70769894712164549,59.446711558218219,59.446711558218219,1]
[59,{"$f":"Budget!$M$19","v":3.7732916400000005},6.0798760313129714,6.9018754463585932,59.127115924800002,1,1,{"$error":"#N/A"},-9.2747880509196108,-0.92747880509196112,0.71043366122374629,59.676427542794691,59.676427542794691,1]
[60,{"$f":"Budget!$M$19","v":3.7732916400000005},6.2021116952820732,7.024111110327695,59.127115924800002,1,1,{"$error":"#N/A"},-9.0474218580146868,-0.9047421858014687,0.71325158563983593,59.913133193746219,59.913133193746219,1]
[61,{"$f":"Budget!$M$19","v":3.7732916400000005},6.3262549266573975,7.1482543417030193,59.127115924800002,1,1,{"$error":"#N/A"},-8.8130167713086323,-0.88130167713086327,0.71614851455661821,60.15647522275593,60.15647522275593,1]
[62,{"$f":"Budget!$M$19","v":3.7732916400000005},6.452197231278336,7.2741966463239578,59.127115924800002,1,1,{"$error":"#N/A"},-8.571847934077482,-0.85718479340774822,0.71912030951238126,60.406105999040022,60.406105999040022,1]
[63,{"$f":"Budget!$M$19","v":3.7732916400000005},6.5798319311450753,7.401831346190697,59.127115924800002,1,1,{"$error":"#N/A"},-8.3241863969346497,-0.83241863969346497,0.72216290117118753,60.661683698379754,60.661683698379754,1,null,null,"Location:","Logan, UT",5.8]
[64,{"$f":"Budget!$M$19","v":3.7732916400000005},6.7090541496003118,7.5310535646459336,59.127115924800002,1,1,{"$error":"#N/A"},-8.0702991487337528,-0.80702991487337528,0.72527229092834011,60.922872437980573,60.922872437980573,1]
[65,{"$f":"Budget!$M$19","v":3.7732916400000005},6.8397607965617082,7.66176021160733,59.127115924800002,1,1,{"$error":"#N/A"},-7.8104491473722106,-0.78104491473722115,0.72844455235363359,61.189342397705218,61.189342397705218,1,"Regression for solar input",null,null,null,null,null,null,null,"Regression for temperature",null,null,null,null,"Minimum Values "]
[66,{"$f":"Budget!$M$19","v":3.7732916400000005},{"$f":"IF($D223-ABS($B$891)<0,0,$D223-ABS($B$891))","v":6.9718505538049333},{"$f":"($I$154*$A223^6)+($J$154*$A223^5)+($K$154*$A223^4)+($L$154*$A223^3)+($M$154*$A223^2)+($N$154*$A223^1)+$O$154","v":7.7938499688505551},{"$f":"IF(($E222-$B223+$D223>$E$157),$E$157,IF($E222-$B223+$D223<0,0,$E222-$B223+$D223))","v":59.127115924800002},{"$f":"E223/$E$157","v":1},{"$f":"IF(F223<=0.5,NA(),F223)","v":1},{"$f":"IF(F223>0.5,NA(),F223)","v":{"$error":"#N/A"}},{"$f":"($Q$154*$A223^6)+($R$154*$A223^5)+($S$154*$A223^4)+($T$154*$A223^3)+($U$154*$A223^2)+($V$154*$A223^1)+$W$154","v":-7.5448953504955441},{"$f":"I223*0.1","v":-0.75448953504955441},0.73167583247874479,{"$f":"$C$6*K223","v":61.46076992821456},61.46076992821456,{"$f":"M223/L223","v":1},null,"x - Day","y - Ah","Sun hours",null,null,null,null,"z - min temp (°C)",null,"Temp/10",null,null,"Sun Hours","Min Temp"]
[{"$f":"A223+1","v":67},{"$f":"Budget!$M$19","v":3.7732916400000005},7.1052238602974205,7.9272232753430423,59.127115924800002,1,1,{"$error":"#N/A"},-7.2738927461022129,-0.72738927461022129,0.73496235293496126,61.736837646536749,61.736837646536749,1,1,15,{"$f":"R224*$J$6","v":4.8499999999999996},1.94,{"$f":"Q224","v":4.8499999999999996},{"$f":"P224","v":15},null,null,-9.8000000000000007,null,{"$f":"W224*0.1","v":-0.98000000000000009},null,null,{"$f":"MIN(R224:R235)","v":1.72},{"$f":"IF(MIN(W224:W235)>25,25,MIN(W224:W235))","v":-9.8000000000000007}]
[68,{"$f":"Budget!$M$19","v":3.7732916400000005},7.2397828975827627,8.0617823126283845,59.127115924800002,1,1,{"$error":"#N/A"},-6.9976923830493192,-0.69976923830493198,{"$f":"IF(($Y$2+$Y$3*$I225+$Y$4*$I225^2)>1,1,($Y$2+$Y$3*$I225+$Y$4*$I225^2))","v":0.7383004109472775},62.017234519571311,62.017234519571311,1,2,45,{"$f":"R225*$J$6","v":6.65},2.66,{"$f":"Q225","v":6.65},{"$f":"P225","v":45},null,null,-7.67,null,-0.76700000000000002]
[69,{"$f":"Budget!$M$19","v":3.7732916400000005},7.3754315752157948,8.1974309902614166,59.127115924800002,1,1,{"$error":"#N/A"},-6.7165414014588123,-0.67165414014588132,0.74168638019075439,62.301655936023366,62.301655936023366,1,3,{"$f":"P225+31","v":76},{"$f":"R226*$J$6","v":9.4749999999999996},3.79,9.4749999999999996,76,null,null,-2.21,null,-0.221]
[70,{"$f":"Budget!$M$19","v":3.7732916400000005},7.5120755162483404,8.3340749312939622,59.127115924800002,1,1,{"$error":"#N/A"},-6.4306830630245315,-0.64306830630245315,0.74511671151486669,62.589803767248803,62.589803767248803,1,4,{"$f":"P226+30","v":106},12.350000000000001,4.9400000000000004,12.350000000000001,106,null,null,3.74,null,0.37400000000000005]
[71,{"$f":"Budget!$M$19","v":3.7732916400000005},7.6496220427655919,8.4716214578112137,59.127115924800002,1,1,{"$error":"#N/A"},-6.1403567812197792,-0.61403567812197801,0.74858793354143338,62.881386417480407,{"$f":"IF(($C228-$B228>=0),IF($M227-$B228+$C228>$L228,$L228,$M227-$B228+$C228),IF($M227<$L228,IF($M227-$B228+$C228<0,0,$M227-$B228+$C228),IF($L228-$B228+$C228<0,0,$L228-$B228+$C228)))","v":62.881386417480407},1,5,{"$f":"P227+31","v":137},14.8,5.92,14.8,137,null,null,9.68,null,0.96799999999999997]
[72,{"$f":"Budget!$M$19","v":3.7732916400000005},7.7879801614731887,8.6099795765188105,59.127115924800002,1,1,{"$error":"#N/A"},-5.8457981514057522,-0.58457981514057522,0.75209665314156438,63.176118863891411,63.176118863891411,1,6,{"$f":"P228+30","v":167},17.425000000000001,6.97,17.425000000000001,167,null,null,15.33,null,1.5330000000000001]
[73,{"$f":"Budget!$M$19","v":3.7732916400000005},7.9270605493349668,8.7490599643805886,59.127115924800002,1,1,{"$error":"#N/A"},-5.5472389808404259,-0.55472389808404265,0.75563955579693132,63.473722686942232,63.473722686942232,1,7,{"$f":"P229+31","v":198},17.2,6.88,17.2,198,null,null,19.850000000000001,null,1.9850000000000003]
[74,{"$f":"Budget!$M$19","v":3.7732916400000005},8.0667755392613287,8.8887749543069496,59.127115924800002,1,1,{"$error":"#N/A"},-5.2449073185883393,-0.52449073185883399,0.75921340585050945,63.773926091442796,63.773926091442796,1,8,{"$f":"P230+30","v":228},14.75,5.9,14.75,228,null,null,18.510000000000002,null,1.8510000000000002]
[75,{"$f":"Budget!$M$19","v":3.7732916400000005},8.2070391058483523,9.0290385208939732,59.127115924800002,1,1,{"$error":"#N/A"},-4.939027485330918,-0.4939027485330918,0.76281504665181987,64.076463918752864,64.076463918752864,1,9,{"$f":"P231+31","v":259},11.399999999999999,4.5599999999999996,11.399999999999999,259,null,null,12.4,null,1.2400000000000002]
[76,{"$f":"Budget!$M$19","v":3.7732916400000005},8.3477668511674636,9.1697662662130845,59.127115924800002,1,1,{"$error":"#N/A"},-4.6298201030775132,-0.46298201030775132,0.76644140060155286,64.381077650530443,64.381077650530443,1,10,{"$f":"P232+30","v":289},7.9249999999999998,3.17,7.9249999999999998,289,null,null,5.39,null,0.53900000000000003]
[77,{"$f":"Budget!$M$19","v":3.7732916400000005},8.4888759906059015,9.3108754056515224,59.127115924800002,1,1,{"$error":"#N/A"},-4.3175021247771497,-0.431750212477715,0.77008946910032294,64.687515404427131,64.687515404427131,1,11,{"$f":"P233+31","v":320},4.95,1.98,4.95,320,null,null,-3.06,null,-0.30600000000000005]
[78,{"$f":"Budget!$M$19","v":3.7732916400000005},8.6302853387577052,9.4522847538033261,59.127115924800002,1,1,{"$error":"#N/A"},-4.0022868638309461,-0.40022868638309461,0.7737563324061798,64.995531922119099,64.995531922119099,1,12,{"$f":"P234+30","v":350},4.3,1.72,4.3,350,null,null,-9.41,null,-0.94100000000000006]
[79,{"$f":"Budget!$M$19","v":3.7732916400000005},8.7719152953655168,9.5939147104111377,59.127115924800002,1,1,{"$error":"#N/A"},-3.684384023505153,-0.36843840235051534,0.77743914940536674,65.304888550050805,65.304888550050805,1,13,{"$f":"P235+P224","v":365},{"$f":"R236*$J$6","v":4.8499999999999996},1.94,4.8499999999999996,365,null,null,-9.8000000000000007,null,-0.98000000000000009]
[80,{"$f":"Budget!$M$19","v":3.7732916400000005},8.9136878313129166,9.7356872463585375,59.127115924800002,1,1,{"$error":"#N/A"},-3.3639997262449128,-0.33639997262449128,0.78113515730069349,65.61535321325826,65.61535321325826,1,14,{"$f":"P236+P225-P224","v":395},6.65,2.66,6.65,395,null,null,-7.67,null,-0.76700000000000002]
[81,{"$f":"Budget!$M$19","v":3.7732916400000005},9.0555264746675128,9.8775258897131337,59.127115924800002,1,1,{"$error":"#N/A"},-3.0413365428888,-0.30413365428888001,0.78484167122176507,65.926700382628269,65.926700382628269,1,15,{"$f":"P237+P226-P225","v":426},9.4749999999999996,3.79,9.4749999999999996,426,null,null,-2.21,null,-0.221]
[82,{"$f":"Budget!$M$19","v":3.7732916400000005},9.1973562967746432,10.019355711820264,59.127115924800002,1,1,{"$error":"#N/A"},-2.7165935217837784,-0.27165935217837783,0.78855608376119557,66.238711035940426,66.238711035940426,1,16,{"$f":"P238+P227-P226","v":456},12.350000000000001,4.9400000000000004,12.350000000000001,456,null,null,3.74,null,0.37400000000000005]
[83,{"$f":"Budget!$M$19","v":3.7732916400000005},9.3391038984017776,10.161103313447398,59.127115924800002,1,1,{"$error":"#N/A"},-2.3899662178012306,-0.23899662178012307,0.79227586444080034,66.551172613027234,66.551172613027234,1,17,{"$f":"P239+P228-P227","v":487},14.8,5.92,14.8,487,null,null,9.68,null,0.96799999999999997]
[84,{"$f":"Budget!$M$19","v":3.7732916400000005},9.4806973959335998,10.302696810979221,59.127115924800002,1,1,{"$error":"#N/A"},-2.0616467212531973,-0.20616467212531975,0.79599855911166328,66.863878965379712,66.863878965379712,1,18,{"$f":"P240+P229-P228","v":517},17.425000000000001,6.97,17.425000000000001,517,null,null,15.33,null,1.5330000000000001]
[85,{"$f":"Budget!$M$19","v":3.7732916400000005},9.6220664076176625,10.444065822663283,59.127115924800002,1,1,{"$error":"#N/A"},-1.731823686709717,-0.1731823686709717,0.79972178929184279,67.176630300514788,67.176630300514788,1,19,{"$f":"P241+P230-P229","v":548},{"$f":"R242*$J$6","v":17.2},6.88,17.2,548,null,null,19.850000000000001,null,1.9850000000000003]
[86,{"$f":"Budget!$M$19","v":3.7732916400000005},9.7631420398608277,10.585141454906449,59.127115924800002,1,1,{"$error":"#N/A"},-1.4006823617165622,-0.14006823617165623,0.80344325144538209,67.489233121412099,67.489233121412099,1,20,578,14.75,5.9,14.75,578,null,null,18.510000000000002,null,1.8510000000000002]
[87,{"$f":"Budget!$M$19","v":3.7732916400000005},9.9038568735762986,10.72585628862192,59.127115924800002,1,1,{"$error":"#N/A"},-1.0684046154138116,-0.10684046154138116,0.80716071620616847,67.801500161318145,67.801500161318145,1,21,609,11.399999999999999,4.5599999999999996,11.399999999999999,609,null,null,12.4,null,1.2400000000000002]
[88,{"$f":"Budget!$M$19","v":3.7732916400000005},10.044144950581366,10.866144365626987,59.127115924800002,1,1,{"$error":"#N/A"},-0.73516896705508827,-7.351689670550883E-2,0.81087202755008614,68.113250314207235,68.113250314207235,1,22,639,7.9249999999999998,3.17,7.9249999999999998,639,null,null,5.39,null,0.53900000000000003]
[89,{"$f":"Budget!$M$19","v":3.7732916400000005},10.183941760045712,11.005941175091333,59.127115924800002,1,1,{"$error":"#N/A"},-0.4011506144273369,-4.011506144273369E-2,0.81457510191879756,68.424308561178989,68.424308561178989,1,23,670,4.95,1.98,4.95,670,null,null,-3.06,null,-0.30600000000000005]
[90,{"$f":"Budget!$M$19","v":3.7732916400000005},10.323184224990545,11.145183640036166,59.127115924800002,1,1,{"$error":"#N/A"},-6.6521462171422741E-2,-6.6521462171422741E-3,0.81826792729838227,68.73450589306411,68.73450589306411,1,24,700,4.3,1.72,4.3,700,null,null,-9.41,null,-0.94100000000000006]
[91,{"$f":"Budget!$M$19","v":3.7732916400000005},10.46181068883828,11.283810103883901,59.127115924800002,1,1,{"$error":"#N/A"},0.26854984999650355,2.6854984999650357E-2,0.82194856225596302,69.043679229500896,69.043679229500896,1,null,"min(actual)=",{"$f":"MIN(Q233:Q245)","v":4.3}]
[92,{"$f":"Budget!$M$19","v":3.7732916400000005},10.5997609020129,11.421760317058521,59.127115924800002,1,1,{"$error":"#N/A"},0.60389791916333024,6.0389791916333029E-2,0.82561513493735328,69.351671334737674,69.351671334737674,1]
[93,{"$f":"Budget!$M$19","v":3.7732916400000005},10.736976008591025,11.558975423636646,59.127115924800002,1,1,{"$error":"#N/A"},0.93936055119621642,9.393605511962165E-2,0.82926584202865028,69.658330730406618,69.658330730406618,1]
[94,{"$f":"Budget!$M$19","v":3.7732916400000005},10.873398533003606,11.695397948049226,59.127115924800002,1,1,{"$error":"#N/A"},1.2747787328192715,0.12747787328192714,0.83289894768461337,69.96351160550752,69.96351160550752,1]
[95,{"$f":"Budget!$M$19","v":3.7732916400000005},11.008972366788324,11.830971781833945,59.127115924800002,1,1,{"$error":"#N/A"},1.6099966037897531,0.16099966037897531,0.83651278242657234,70.267073723832084,70.267073723832084,1]
[96,{"$f":"Budget!$M$19","v":3.7732916400000005},11.143642755392584,11.965642170438205,59.127115924800002,1,1,{"$error":"#N/A"},1.9448614291733577,0.19448614291733579,0.84010574201250821,70.568882329050695,70.568882329050695,1]
[97,{"$f":"Budget!$M$19","v":3.7732916400000005},11.277356285027292,12.099355700072913,59.127115924800002,1,1,{"$error":"#N/A"},2.2792235717188589,0.22792235717188591,0.8436762862818703,70.868808047677106,70.868808047677106,1]
[98,{"$f":"Budget!$M$19","v":3.7732916400000005},11.410060869571144,12.232060284616765,59.127115924800002,1,1,{"$error":"#N/A"},2.6129364643321793,0.26129364643321795,0.84722293797760184,71.16672679011856,71.16672679011856,1]
[99,{"$f":"Budget!$M$19","v":3.7732916400000005},11.541705737525739,12.363705152571359,59.127115924800002,1,1,{"$error":"#N/A"},2.9458565826496965,0.29458565826496969,0.85074428154775517,71.46251965001143,71.46251965001143,1]
[100,{"$f":"Budget!$M$19","v":3.7732916400000005},11.67224141902123,12.494240834066851,59.127115924800002,1,1,{"$error":"#N/A"},3.2778434177108267,0.32778434177108268,0.85423896192899784,71.756072802035817,71.756072802035817,1]
[101,{"$f":"Budget!$M$19","v":3.7732916400000005},11.801619732872719,12.62361914791834,59.127115924800002,1,1,{"$error":"#N/A"},3.6087594487300976,0.36087594487300978,0.85770568331422925,72.047277398395252,72.047277398395252,1]
[102,{"$f":"Budget!$M$19","v":3.7732916400000005},11.929793773687301,12.751793188732922,59.127115924800002,1,1,{"$error":"#N/A"},3.9384701159683857,0.3938470115968386,0.86114320790643983,72.33602946414095,72.33602946414095,1]
[103,{"$f":"Budget!$M$19","v":3.7732916400000005},12.056717899021706,12.878717314067327,59.127115924800002,1,1,{"$error":"#N/A"},4.2668437937034582,0.42668437937034587,0.86455035466087093,72.622229791513163,72.622229791513163,1]
[104,{"$f":"Budget!$M$19","v":3.7732916400000005},12.182347716590712,13.004347131636333,59.127115924800002,1,1,{"$error":"#N/A"},4.5937517633000624,0.45937517633000624,0.86792599801745773,72.905783833466444,72.905783833466444,1]
[105,{"$f":"Budget!$M$19","v":3.7732916400000005},12.306640071526207,13.128639486571828,59.127115924800002,1,1,{"$error":"#N/A"},4.9190681863789365,0.49190681863789365,0.87126906662545001,73.186601596537798,73.186601596537798,1]
[106,{"$f":"Budget!$M$19","v":3.7732916400000005},12.429553033686805,13.251552448732426,59.127115924800002,1,1,{"$error":"#N/A"},5.2426700780856095,0.52426700780856095,0.87457854206205166,73.464597533212341,73.464597533212341,1]
[107,{"$f":"Budget!$M$19","v":3.7732916400000005},12.551045885018251,13.373045300063872,59.127115924800002,1,1,{"$error":"#N/A"},5.5644372804581508,0.5564437280458151,0.87785345754682265,73.739690433933106,73.739690433933106,1]
[108,{"$f":"Budget!$M$19","v":3.7732916400000005},12.671079106964452,13.493078522010073,59.127115924800002,1,1,{"$error":"#N/A"},5.884252435894453,0.58842524358944537,0.88109289665353874,74.01180331889725,74.01180331889725,1]
[109,{"$f":"Budget!$M$19","v":3.7732916400000005},12.789614367929197,13.611613782974818,59.127115924800002,1,1,{"$error":"#N/A"},6.2020009607186211,0.62020009607186211,0.88429599202111719,74.280863329773851,74.280863329773851,1]
[110,{"$f":"Budget!$M$19","v":3.7732916400000005},12.906614510788387,13.728613925834008,59.127115924800002,1,1,{"$error":"#N/A"},6.5175710188470788,0.65175710188470792,0.88746192406516444,74.546801621473818,74.546801621473818,1]
[111,{"$f":"Budget!$M$19","v":3.7732916400000005},13.022043540453254,13.844042955498875,59.127115924800002,1,1,{"$error":"#N/A"},6.8308534955534697,0.68308534955534705,0.89058991969161827,74.809553254095931,74.809553254095931,1]
[112,{"$f":"Budget!$M$19","v":3.7732916400000005},13.135866611483859,13.95786602652948,59.127115924800002,1,1,{"$error":"#N/A"},7.1417419713333601,0.71417419713333608,0.89367925101391199,75.069057085168609,75.069057085168609,1]
[113,{"$f":"Budget!$M$19","v":3.7732916400000005},13.248050015753609,14.07004943079923,59.127115924800002,1,1,{"$error":"#N/A"},7.4501326958677936,0.74501326958677938,0.89672923407500382,75.325255662300322,75.325255662300322,1]
[114,{"$f":"Budget!$M$19","v":3.7732916400000005},13.358561170164162,14.180560585209783,59.127115924800002,1,1,{"$error":"#N/A"},7.7559245620867756,0.77559245620867756,0.89973922757557623,75.578095116348408,75.578095116348408,1]
[115,{"$f":"Budget!$M$19","v":3.7732916400000005},13.467368604411117,14.289368019456738,59.127115924800002,1,1,{"$error":"#N/A"},8.0590190803314243,0.80590190803314243,0.90270863160962489,75.827525055208497,75.827525055208497,1]
[116,{"$f":"Budget!$M$19","v":3.7732916400000005},13.574441948800484,14.396441363846105,59.127115924800002,1,1,{"$error":"#N/A"},8.3593203526158959,0.83593203526158966,0.90563688640861972,76.073498458324053,76.073498458324053,1]
[117,{"$f":"Budget!$M$19","v":3.7732916400000005},13.679751922115571,14.501751337161192,59.127115924800002,1,1,{"$error":"#N/A"},8.6567350469883735,0.86567350469883741,0.90852347109534937,76.315971572009346,76.315971572009346,1]
[118,{"$f":"Budget!$M$19","v":3.7732916400000005},13.783270319534672,14.605269734580293,59.127115924800002,1,1,{"$error":"#N/A"},8.9511723719915892,0.89511723719915892,0.91136790244851307,76.554903805675096,76.554903805675096,1]
[119,{"$f":"Budget!$M$19","v":3.7732916400000005},13.884970000599537,14.706969415645158,59.127115924800002,1,1,{"$error":"#N/A"},9.2425440512225379,0.92425440512225387,0.91416973367906218,76.790257629041221,76.790257629041221,1]
[120,{"$f":"Budget!$M$19","v":3.7732916400000005},13.984824877234228,14.806824292279849,59.127115924800002,1,1,{"$error":"#N/A"},9.5307642979913538,0.95307642979913543,0.91692855321924371,77.021998470416477,77.021998470416477,1]
[121,{"$f":"Budget!$M$19","v":3.7732916400000005},14.08280990181493,14.90480931686055,59.127115924800002,1,1,{"$error":"#N/A"},9.8157497900800195,0.98157497900800195,0.91964398352525367,77.250094616121302,77.250094616121302,1]
[122,{"$f":"Budget!$M$19","v":3.7732916400000005},14.178901055290179,15.0009004703358,59.127115924800002,1,1,{"$error":"#N/A"},10.097419644599753,1.0097419644599754,0.92231567989433827,77.474517111124413,77.474517111124413,1]
[123,{"$f":"Budget!$M$19","v":3.7732916400000005},14.273075335351951,15.095074750397572,59.127115924800002,1,1,{"$error":"#N/A"},10.375695392948245,1.0375695392948245,0.92494332929715772,77.695239660961249,77.695239660961249,1]
[124,{"$f":"Budget!$M$19","v":3.7732916400000005},14.365310744657332,15.187310159702953,59.127115924800002,1,1,{"$error":"#N/A"},10.65050095586578,1.065050095586578,0.92752664922615247,77.912238534996803,77.912238534996803,1]
[125,{"$f":"Budget!$M$19","v":3.7732916400000005},14.455586279100839,15.27758569414646,59.127115924800002,1,1,{"$error":"#N/A"},10.92176261859106,1.092176261859106,0.93006538656063209,78.125492471093096,78.125492471093096,1]
[126,{"$f":"Budget!$M$19","v":3.7732916400000005},14.543881916137384,15.365881331183004,59.127115924800002,1,1,{"$error":"#N/A"},11.189409006116136,1.1189409006116138,0.9325593164492364,78.334982581735858,78.334982581735858,1]
[127,{"$f":"Budget!$M$19","v":3.7732916400000005},14.630178603156015,15.452178018201636,59.127115924800002,1,1,{"$error":"#N/A"},11.45337105854064,1.145337105854064,0.93500824121039383,78.540692261673087,78.540692261673087,1]
[128,{"$f":"Budget!$M$19","v":3.7732916400000005},14.714458245904243,15.536457660949864,59.127115924800002,1,1,{"$error":"#N/A"},11.713582006525627,1.1713582006525627,0.9374119892513485,78.742607097113279,78.742607097113279,1]
[129,{"$f":"Budget!$M$19","v":3.7732916400000005},14.796703696963011,15.618703112008632,59.127115924800002,1,1,{"$error":"#N/A"},11.969977346846164,1.1969977346846166,0.93977041400628503,78.94071477652794,78.94071477652794,1]
[130,{"$f":"Budget!$M$19","v":3.7732916400000005},{"$f":"IF($D287-ABS($B$891)<0,0,$D287-ABS($B$891))","v":14.876898744272371},{"$f":"($I$154*$A287^6)+($J$154*$A287^5)+($K$154*$A287^4)+($L$154*$A287^3)+($M$154*$A287^2)+($N$154*$A287^1)+$O$154","v":15.698898159317991},{"$f":"IF(($E286-$B287+$D287>$E$157),$E$157,IF($E286-$B287+$D287<0,0,$E286-$B287+$D287))","v":59.127115924800002},{"$f":"E287/$E$157","v":1},{"$f":"IF(F287<=0.5,NA(),F287)","v":1},{"$f":"IF(F287>0.5,NA(),F287)","v":{"$error":"#N/A"}},{"$f":"($Q$154*$A287^6)+($R$154*$A287^5)+($S$154*$A287^4)+($T$154*$A287^3)+($U$154*$A287^2)+($V$154*$A287^1)+$W$154","v":12.222494818043828},{"$f":"I287*0.1","v":1.2222494818043828},0.94208339289405141,{"$f":"$C$6*K287","v":79.135005003100318},79.135005003100318,{"$f":"M287/L287","v":1}]
[{"$f":"A287+1","v":131},{"$f":"Budget!$M$19","v":3.7732916400000005},14.955028099707842,15.777027514753463,59.127115924800002,1,1,{"$error":"#N/A"},12.471074376178251,1.2471074376178253,0.94435082629592504,79.3254694088577,79.3254694088577,1]
[132,{"$f":"Budget!$M$19","v":3.7732916400000005},15.031077387707366,15.853076802752987,59.127115924800002,1,1,{"$error":"#N/A"},12.715658170677969,1.271565817067797,{"$f":"IF(($Y$2+$Y$3*$I289+$Y$4*$I289^2)>1,1,($Y$2+$Y$3*$I289+$Y$4*$I289^2))","v":0.94657263655383939},79.512101470522509,79.512101470522509,1]
[133,{"$f":"Budget!$M$19","v":3.7732916400000005},15.105033133949039,15.92703254899466,59.127115924800002,1,1,{"$error":"#N/A"},12.956190520290733,1.2956190520290733,0.94874876698944877,79.69489642711369,79.69489642711369,1]
[134,{"$f":"Budget!$M$19","v":3.7732916400000005},15.176882754079326,15.998882169124947,59.127115924800002,1,1,{"$error":"#N/A"},13.192617889132848,1.3192617889132849,0.95087918094436874,79.873851199326978,79.873851199326978,1]
[135,{"$f":"Budget!$M$19","v":3.7732916400000005},15.246614542492228,16.068613957537849,59.127115924800002,1,1,{"$error":"#N/A"},13.424888862838372,1.3424888862838373,0.95296386084190676,80.048964310720166,{"$f":"IF(($C292-$B292>=0),IF($M291-$B292+$C292>$L292,$L292,$M291-$B292+$C292),IF($M291<$L292,IF($M291-$B292+$C292<0,0,$M291-$B292+$C292),IF($L292-$B292+$C292<0,0,$L292-$B292+$C292)))","v":80.048964310720166},1]
[136,{"$f":"Budget!$M$19","v":3.7732916400000005},15.314217661158775,16.136217076204396,59.127115924800002,1,1,{"$error":"#N/A"},13.652954124806925,1.3652954124806926,0.95500280727054254,80.220235810725569,80.220235810725569,1]
[137,{"$f":"Budget!$M$19","v":3.7732916400000005},15.379682128507444,16.201681543553065,59.127115924800002,1,1,{"$error":"#N/A"},13.876766432551406,1.3876766432551406,0.95699603808940925,80.387667199510375,80.387667199510375,1]
[138,{"$f":"Budget!$M$19","v":3.7732916400000005},15.442998808355068,16.264998223400688,59.127115924800002,1,1,{"$error":"#N/A"},14.096280594144901,1.4096280594144901,0.95894358755597875,80.55126135470222,80.55126135470222,1]
[139,{"$f":"Budget!$M$19","v":3.7732916400000005},15.504159398888685,16.326158813934306,59.127115924800002,1,1,{"$error":"#N/A"},14.311453444766457,1.4311453444766458,0.96084550547612124,80.711022459994183,80.711022459994183,1]
[140,{"$f":"Budget!$M$19","v":3.7732916400000005},15.563156421697602,16.385155836743223,59.127115924800002,1,1,{"$error":"#N/A"},14.522243823346997,1.4522243823346999,0.96270185637670014,80.866955935642807,80.866955935642807,1]
[141,{"$f":"Budget!$M$19","v":3.7732916400000005},15.619983210856613,16.441982625902234,59.127115924800002,1,1,{"$error":"#N/A"},14.728612549313894,1.4728612549313895,0.96451271870080546,81.019068370867657,81.019068370867657,1]
[142,{"$f":"Budget!$M$19","v":3.7732916400000005},15.674633902059458,16.496633317105079,59.127115924800002,1,1,{"$error":"#N/A"},14.930522399434864,1.4930522399434865,0.96627818402572307,81.16736745816074,81.16736745816074,1]
[143,{"$f":"Budget!$M$19","v":3.7732916400000005},15.727103421803289,16.54910283684891,59.127115924800002,1,1,{"$error":"#N/A"},15.12793808476178,1.5127938084761781,0.96799835630370545,81.311861929511252,81.311861929511252,1]
[144,{"$f":"Budget!$M$19","v":3.7732916400000005},15.777387476623577,16.599386891669198,59.127115924800002,1,1,{"$error":"#N/A"},15.320826227673265,1.5320826227673265,0.9696733511255744,81.452561494548249,81.452561494548249,1]
[145,{"$f":"Budget!$M$19","v":3.7732916400000005},15.825482542379842,16.647481957425462,59.127115924800002,1,1,{"$error":"#N/A"},15.509155339016615,1.5509155339016616,0.97130329500716883,81.589476780602183,81.589476780602183,1]
[146,{"$f":"Budget!$M$19","v":3.7732916400000005},15.8713858535918,16.693385268637421,59.127115924800002,1,1,{"$error":"#N/A"},15.692895795349287,1.5692895795349289,0.97288832469863051,81.722619274684959,81.722619274684959,1]
[147,{"$f":"Budget!$M$19","v":3.7732916400000005},15.915095392826576,16.737094807872197,59.127115924800002,1,1,{"$error":"#N/A"},15.872019816279732,1.5872019816279732,0.97442858651648701,81.852001267384907,81.852001267384907,1]
[148,{"$f":"Budget!$M$19","v":3.7732916400000005},15.956609880136167,16.778609295181788,59.127115924800002,1,1,{"$error":"#N/A"},16.046501441907324,1.6046501441907326,0.97592423569847364,81.977635798671784,81.977635798671784,1]
[149,{"$f":"Budget!$M$19","v":3.7732916400000005},15.995928762545834,16.817928177591455,59.127115924800002,1,1,{"$error":"#N/A"},16.216316510361551,1.6216316510361553,0.97737543578101438,82.099536605605209,82.099536605605209,1]
[150,{"$f":"Budget!$M$19","v":3.7732916400000005},16.033052203593069,16.85505161863869,59.127115924800002,1,1,{"$error":"#N/A"},16.381442635440834,1.6381442635440835,0.97878235799926572,82.217718071938322,82.217718071938322,1]
[151,{"$f":"Budget!$M$19","v":3.7732916400000005},16.067981072917181,16.889980487962802,59.127115924800002,1,1,{"$error":"#N/A"},16.541859184350784,1.6541859184350785,0.98014518070959777,82.332195179606217,82.332195179606217,1]
[152,{"$f":"Budget!$M$19","v":3.7732916400000005},16.100716935899765,16.922716350945386,59.127115924800002,1,1,{"$error":"#N/A"},16.697547255540798,1.6697547255540799,0.98146408883436687,82.442983462086815,82.442983462086815,1]
[153,{"$f":"Budget!$M$19","v":3.7732916400000005},16.131262043355473,16.953261458401094,59.127115924800002,1,1,{"$error":"#N/A"},16.848489656641419,1.6848489656641421,0.98273927332883937,82.550098959622503,82.550098959622503,1]
[154,{"$f":"Budget!$M$19","v":3.7732916400000005},16.159619321273826,16.981618736319447,59.127115924800002,1,1,{"$error":"#N/A"},16.994670882500031,1.6994670882500031,0.98397093067007046,82.653558176285912,82.653558176285912,1]
[155,{"$f":"Budget!$M$19","v":3.7732916400000005},16.185792360611341,17.007791775656962,59.127115924800002,1,1,{"$error":"#N/A"},17.136077093315777,1.7136077093315778,0.98515926236755036,82.753378038874231,82.753378038874231,1]
[156,{"$f":"Budget!$M$19","v":3.7732916400000005},16.209785407134721,17.031784822180342,59.127115924800002,1,1,{"$error":"#N/A"},17.272696092874781,1.7272696092874782,0.9863044744954228,82.84957585761552,82.84957585761552,1]
[157,{"$f":"Budget!$M$19","v":3.7732916400000005},16.231603351314273,17.053602766359894,59.127115924800002,1,1,{"$error":"#N/A"},17.404517306883662,1.7404517306883662,0.98740677724602577,82.942169288666165,82.942169288666165,1]
[158,{"$f":"Budget!$M$19","v":3.7732916400000005},16.251251718268396,17.073251133314017,59.127115924800002,1,1,{"$error":"#N/A"},17.53153176140259,1.753153176140259,0.98846638450453428,83.031176298380885,83.031176298380885,1]
[159,{"$f":"Budget!$M$19","v":3.7732916400000005},16.268736657758421,17.090736072804042,59.127115924800002,1,1,{"$error":"#N/A"},17.653732061378605,1.7653732061378606,0.98948351344445007,83.116615129333809,83.116615129333809,1]
[160,{"$f":"Budget!$M$19","v":3.7732916400000005},16.284064934234255,17.106064349279876,59.127115924800002,1,1,{"$error":"#N/A"},17.771112369276352,1.7771112369276354,0.99045838414365095,83.198504268066685,83.198504268066685,1]
[161,{"$f":"Budget!$M$19","v":3.7732916400000005},16.297243916930771,17.119243331976392,59.127115924800002,1,1,{"$error":"#N/A"},17.883668383810431,1.7883668383810432,0.99139121922075468,83.276862414543388,83.276862414543388,1]
[162,{"$f":"Budget!$M$19","v":3.7732916400000005},16.308281570014667,17.130280985060288,59.127115924800002,1,1,{"$error":"#N/A"},17.991397318774972,1.7991397318774973,0.99228224349146699,83.351708453283223,83.351708453283223,1]
[163,{"$f":"Budget!$M$19","v":3.7732916400000005},16.317186442782134,17.139185857827755,59.127115924800002,1,1,{"$error":"#N/A"},18.094297881974256,1.8094297881974257,0.99313168364464488,83.42306142615017,83.42306142615017,1]
[164,{"$f":"Budget!$M$19","v":3.7732916400000005},16.323967659907222,17.145967074952843,59.127115924800002,1,1,{"$error":"#N/A"},18.192370254251102,1.8192370254251102,0.99393976793772953,83.490940506769277,83.490940506769277,1]
[165,{"$f":"Budget!$M$19","v":3.7732916400000005},16.32863491174064,17.15063432678626,59.127115924800002,1,1,{"$error":"#N/A"},18.285616068616037,1.8285616068616037,0.99470672591125464,83.555364976545391,83.555364976545391,1]
[166,{"$f":"Budget!$M$19","v":3.7732916400000005},16.331198444659545,17.153197859705166,59.127115924800002,1,1,{"$error":"#N/A"},18.374038389474578,1.8374038389474578,0.99543278812206937,83.616354202253831,83.616354202253831,1]
[167,{"$f":"Budget!$M$19","v":3.7732916400000005},16.33166905146776,17.153668466513381,59.127115924800002,1,1,{"$error":"#N/A"},18.457641691954706,1.8457641691954707,0.99611818589495138,83.673927615175913,83.673927615175913,1]
[168,{"$f":"Budget!$M$19","v":3.7732916400000005},16.330058061846689,17.15205747689231,59.127115924800002,1,1,{"$error":"#N/A"},18.536431841332956,1.8536431841332957,0.99676315109224689,83.72810469174874,83.72810469174874,1]
[169,{"$f":"Budget!$M$19","v":3.7732916400000005},16.326377332857003,17.148376747902624,59.127115924800002,1,1,{"$error":"#N/A"},18.610416072560497,1.8610416072560498,0.99736791590118767,83.778904935699771,83.778904935699771,1]
[170,{"$f":"Budget!$M$19","v":3.7732916400000005},16.320639239490934,17.142638654536555,59.127115924800002,1,1,{"$error":"#N/A"},18.679602969888094,1.8679602969888096,0.99793271263850947,83.826347861634801,83.826347861634801,1]
[171,{"$f":"Budget!$M$19","v":3.7732916400000005},16.312856665275174,17.134856080320795,59.127115924800002,1,1,{"$error":"#N/A"},18.744002446590486,1.8744002446590486,0.99845777357200294,83.870452980048242,83.870452980048242,1]
[172,{"$f":"Budget!$M$19","v":3.7732916400000005},16.303042992924549,17.12504240797017,59.127115924800002,1,1,{"$error":"#N/A"},18.803625724789953,1.8803625724789954,0.99894333075861486,83.911239783723644,83.911239783723644,1]
[173,{"$f":"Budget!$M$19","v":3.7732916400000005},16.291212095046216,17.113211510091837,59.127115924800002,1,1,{"$error":"#N/A"},18.858485315379767,1.8858485315379767,0.99938961589872011,83.948727735492483,83.948727735492483,1]
[174,{"$f":"Budget!$M$19","v":3.7732916400000005},16.277378324894787,17.099377739940408,59.127115924800002,1,1,{"$error":"#N/A"},18.908594998045942,1.8908594998045942,0.99979686020615943,83.982936257317391,83.982936257317391,1]
[175,{"$f":"Budget!$M$19","v":3.7732916400000005},16.261556507177804,17.083555922223425,59.127115924800002,1,1,{"$error":"#N/A"},18.953969801389462,1.8953969801389463,1,84,84,1]
[176,{"$f":"Budget!$M$19","v":3.7732916400000005},16.243761928911933,17.065761343957554,59.127115924800002,1,1,{"$error":"#N/A"},18.994625983147301,1.8994625983147302,1,84,84,1]
[177,{"$f":"Budget!$M$19","v":3.7732916400000005},16.224010330330106,17.046009745375727,59.127115924800002,1,1,{"$error":"#N/A"},19.030581010512179,1.903058101051218,1,84,84,1]
[178,{"$f":"Budget!$M$19","v":3.7732916400000005},16.202317895838984,17.024317310884605,59.127115924800002,1,1,{"$error":"#N/A"},19.061853540552477,1.9061853540552478,1,84,84,1]
[179,{"$f":"Budget!$M$19","v":3.7732916400000005},16.178701245027501,17.000700660073122,59.127115924800002,1,1,{"$error":"#N/A"},19.088463400731769,1.908846340073177,1,84,84,1]
[180,{"$f":"Budget!$M$19","v":3.7732916400000005},16.153177423725364,16.975176838770984,59.127115924800002,1,1,{"$error":"#N/A"},19.110431569526298,1.9110431569526298,1,84,84,1]
[181,{"$f":"Budget!$M$19","v":3.7732916400000005},16.125763895113028,16.947763310158649,59.127115924800002,1,1,{"$error":"#N/A"},19.127780157142439,1.912778015714244,1,84,84,1]
[182,{"$f":"Budget!$M$19","v":3.7732916400000005},16.0964785308819,16.918477945927521,59.127115924800002,1,1,{"$error":"#N/A"},19.140532386334911,1.9140532386334912,1,84,84,1]
[183,{"$f":"Budget!$M$19","v":3.7732916400000005},16.065339602445061,16.887339017490682,59.127115924800002,1,1,{"$error":"#N/A"},19.148712573321575,1.9148712573321576,1,84,84,1]
[184,{"$f":"Budget!$M$19","v":3.7732916400000005},16.032365772199118,16.854365187244738,59.127115924800002,1,1,{"$error":"#N/A"},19.152346108799804,1.9152346108799805,1,84,84,1]
[185,{"$f":"Budget!$M$19","v":3.7732916400000005},15.997576084836506,16.819575499882127,59.127115924800002,1,1,{"$error":"#N/A"},19.151459439061426,1.9151459439061427,1,84,84,1]
[186,{"$f":"Budget!$M$19","v":3.7732916400000005},15.960989958708002,16.782989373753622,59.127115924800002,1,1,{"$error":"#N/A"},19.14608004720597,1.9146080047205971,1,84,84,1]
[187,{"$f":"Budget!$M$19","v":3.7732916400000005},15.922627177237,16.744626592282621,59.127115924800002,1,1,{"$error":"#N/A"},19.136236434455412,1.9136236434455414,1,84,84,1]
[188,{"$f":"Budget!$M$19","v":3.7732916400000005},15.88250788038312,16.704507295428741,59.127115924800002,1,1,{"$error":"#N/A"},19.121958101566406,1.9121958101566408,1,84,84,1]
[189,{"$f":"Budget!$M$19","v":3.7732916400000005},15.840652556157583,16.662651971203204,59.127115924800002,1,1,{"$error":"#N/A"},19.103275530342557,1.9103275530342558,1,84,84,1]
[190,{"$f":"Budget!$M$19","v":3.7732916400000005},15.79708203218868,16.619081447234301,59.127115924800002,1,1,{"$error":"#N/A"},19.080220165245663,1.9080220165245665,1,84,84,1]
[191,{"$f":"Budget!$M$19","v":3.7732916400000005},15.751817467337805,16.573816882383426,59.127115924800002,1,1,{"$error":"#N/A"},19.052824395107081,1.9052824395107082,1,84,84,1]
[192,{"$f":"Budget!$M$19","v":3.7732916400000005},15.704880343366806,16.526879758412427,59.127115924800002,1,1,{"$error":"#N/A"},19.021121534937151,1.9021121534937153,1,84,84,1]
[193,{"$f":"Budget!$M$19","v":3.7732916400000005},15.656292456655255,16.478291871700876,59.127115924800002,1,1,{"$error":"#N/A"},18.985145807835409,1.8985145807835409,1,84,84,1]
[194,{"$f":"Budget!$M$19","v":3.7732916400000005},{"$f":"IF($D351-ABS($B$891)<0,0,$D351-ABS($B$891))","v":15.606075909968919},{"$f":"($I$154*$A351^6)+($J$154*$A351^5)+($K$154*$A351^4)+($L$154*$A351^3)+($M$154*$A351^2)+($N$154*$A351^1)+$O$154","v":16.428075325014539},{"$f":"IF(($E350-$B351+$D351>$E$157),$E$157,IF($E350-$B351+$D351<0,0,$E350-$B351+$D351))","v":59.127115924800002},{"$f":"E351/$E$157","v":1},{"$f":"IF(F351<=0.5,NA(),F351)","v":1},{"$f":"IF(F351>0.5,NA(),F351)","v":{"$error":"#N/A"}},{"$f":"($Q$154*$A351^6)+($R$154*$A351^5)+($S$154*$A351^4)+($T$154*$A351^3)+($U$154*$A351^2)+($V$154*$A351^1)+$W$154","v":18.944932326998583},{"$f":"I351*0.1","v":1.8944932326998583},1,{"$f":"$C$6*K351","v":84},84,{"$f":"M351/L351","v":1}]
[{"$f":"A351+1","v":195},{"$f":"Budget!$M$19","v":3.7732916400000005},15.554253104278377,16.376252519323998,59.127115924800002,1,1,{"$error":"#N/A"},18.900517077829278,1.890051707782928,0.99973123630640737,83.977423849738216,83.977423849738216,1]
[196,{"$f":"Budget!$M$19","v":3.7732916400000005},15.500846730628997,16.322846145674617,59.127115924800002,1,1,{"$error":"#N/A"},18.851936900143045,1.8851936900143045,{"$f":"IF(($Y$2+$Y$3*$I353+$Y$4*$I353^2)>1,1,($Y$2+$Y$3*$I353+$Y$4*$I353^2))","v":0.99933636832342132},83.944254939167394,83.944254939167394,1]
[197,{"$f":"Budget!$M$19","v":3.7732916400000005},15.445879762061036,16.267879177106657,59.127115924800002,1,1,{"$error":"#N/A"},18.799229470475495,1.8799229470475496,0.99890754722326947,83.908233966754636,83.908233966754636,1]
[198,{"$f":"Budget!$M$19","v":3.7732916400000005},15.389375445580274,16.211374860625895,59.127115924800002,1,1,{"$error":"#N/A"},18.74243328448739,1.8742433284487392,0.99844498740079868,83.869378941667094,83.869378941667094,1]
[199,{"$f":"Budget!$M$19","v":3.7732916400000005},15.331357294180176,16.153356709225797,59.127115924800002,1,1,{"$error":"#N/A"},18.681587639471616,1.8681587639471617,0.99794890344244092,83.82770788916504,{"$f":"IF(($C356-$B356>=0),IF($M355-$B356+$C356>$L356,$L356,$M355-$B356+$C356),IF($M355<$L356,IF($M355-$B356+$C356<0,0,$M355-$B356+$C356),IF($L356-$B356+$C356<0,0,$L356-$B356+$C356)))","v":83.82770788916504},1]
[200,{"$f":"Budget!$M$19","v":3.7732916400000005},15.271849078913664,16.093848493959285,59.127115924800002,1,1,{"$error":"#N/A"},18.616732616956341,1.8616732616956342,0.99741951026201181,83.783238862008986,83.783238862008986,1]
[201,{"$f":"Budget!$M$19","v":3.7732916400000005},15.210874821016244,16.032874236061865,59.127115924800002,1,1,{"$error":"#N/A"},18.547909065409868,1.8547909065409869,0.99685702324125736,83.735989952265612,83.735989952265612,1]
[202,{"$f":"Budget!$M$19","v":3.7732916400000005},15.148458784079398,15.970458199125019,59.127115924800002,1,1,{"$error":"#N/A"},18.475158583043765,1.8475158583043765,0.99626165837473979,83.685979303478149,83.685979303478149,1]
[203,{"$f":"Budget!$M$19","v":3.7732916400000005},15.084625466275302,15.906624881320923,59.127115924800002,1,1,{"$error":"#N/A"},18.398523500715385,1.8398523500715385,0.99563363241869407,83.633225123170305,83.633225123170305,1]
[204,{"$f":"Budget!$M$19","v":3.7732916400000005},15.019399592631199,15.84139900767682,59.127115924800002,1,1,{"$error":"#N/A"},18.318046864929897,1.8318046864929898,0.99497316304348415,83.577745695652666,83.577745695652666,1]
[205,{"$f":"Budget!$M$19","v":3.7732916400000005},14.95280610735519,15.774805522400811,59.127115924800002,1,1,{"$error":"#N/A"},18.23377242094179,1.8233772420941792,0.99428046898928957,83.51955939510033,83.51955939510033,1]
[206,{"$f":"Budget!$M$19","v":3.7732916400000005},14.884870166212533,15.706869581258154,59.127115924800002,1,1,{"$error":"#N/A"},18.145744595955449,1.8145744595955451,0.99355577022465891,83.458684698871352,83.458684698871352,1]
[207,{"$f":"Budget!$M$19","v":3.7732916400000005},14.815617128952514,15.637616543998135,59.127115924800002,1,1,{"$error":"#N/A"},18.054008482424649,1.8054008482424651,0.99279928810756823,83.39514020103573,83.39514020103573,1]
[208,{"$f":"Budget!$M$19","v":3.7732916400000005},14.745072551786048,15.567071966831669,59.127115924800002,1,1,{"$error":"#N/A"},17.958609821452399,1.79586098214524,0.99201124554864939,83.328944626086553,83.328944626086553,1]
[209,{"$f":"Budget!$M$19","v":3.7732916400000005},14.673262179913866,15.495261594959487,59.127115924800002,1,1,{"$error":"#N/A"},17.859594986288897,1.7859594986288898,0.99119186717621766,83.26011684280229,83.26011684280229,1]
[210,{"$f":"Budget!$M$19","v":3.7732916400000005},14.600211940105527,15.422211355151148,59.127115924800002,1,1,{"$error":"#N/A"},17.757010965930107,1.7757010965930107,0.99034137950278367,83.188675878233823,83.188675878233823,1]
[211,{"$f":"Budget!$M$19","v":3.7732916400000005},14.525947933328734,15.347947348374355,59.127115924800002,1,1,{"$error":"#N/A"},17.650905348814746,1.7650905348814747,0.98946001109269377,83.114640931786283,83.114640931786283,1]
[212,{"$f":"Budget!$M$19","v":3.7732916400000005},14.450496427429929,15.27249584247555,59.127115924800002,1,1,{"$error":"#N/A"},17.541326306620249,1.7541326306620251,0.98854799273057625,83.038031389368399,83.038031389368399,1]
[213,{"$f":"Budget!$M$19","v":3.7732916400000005},14.373883849864935,15.195883264910556,59.127115924800002,1,1,{"$error":"#N/A"},17.42832257815968,1.7428322578159681,0.98760555759028656,82.958866837584068,82.958866837584068,1]
[214,{"$f":"Budget!$M$19","v":3.7732916400000005},14.296136780480669,15.11813619552629,59.127115924800002,1,1,{"$error":"#N/A"},17.311943453375676,1.7311943453375678,0.98663294140400448,82.877167077936377,82.877167077936377,1]
[215,{"$f":"Budget!$M$19","v":3.7732916400000005},14.217281944347331,15.039281359392952,59.127115924800002,1,1,{"$error":"#N/A"},17.192238757436115,1.7192238757436116,0.9856303826312085,82.792952141021516,82.792952141021516,1]
[216,{"$f":"Budget!$M$19","v":3.7732916400000005},14.137346204641037,14.959345619686658,59.127115924800002,1,1,{"$error":"#N/A"},17.069258834927297,1.7069258834927297,0.98459812262719348,82.706242300684252,82.706242300684252,1]
[217,{"$f":"Budget!$M$19","v":3.7732916400000005},14.056356555578109,14.87835597062373,59.127115924800002,1,1,{"$error":"#N/A"},16.943054534146881,1.6943054534146882,0.98353640581085167,82.617058088111534,82.617058088111534,1]
[218,{"$f":"Budget!$M$19","v":3.7732916400000005},13.974340115398487,14.796339530444108,59.127115924800002,1,1,{"$error":"#N/A"},16.813677191496993,1.6813677191496994,0.98244547983142794,82.525420305839944,82.525420305839944,1]
[219,{"$f":"Budget!$M$19","v":3.7732916400000005},13.891324119401009,14.71332353444663,59.127115924800002,1,1,{"$error":"#N/A"},16.681178615975824,1.6681178615975825,0.98132559573395806,82.431350041652479,82.431350041652479,1]
[220,{"$f":"Budget!$M$19","v":3.7732916400000005},13.80733591302906,14.629335328074681,59.127115924800002,1,1,{"$error":"#N/A"},16.545611073768072,1.6545611073768072,0.98017700812310815,82.334868682341082,82.334868682341082,1]
[221,{"$f":"Budget!$M$19","v":3.7732916400000005},13.722402945006738,14.544402360052359,59.127115924800002,1,1,{"$error":"#N/A"},16.407027272936205,1.6407027272936205,0.97899997532517247,82.235997927314486,82.235997927314486,1]
[222,{"$f":"Budget!$M$19","v":3.7732916400000005},13.636552760525486,14.458552175571107,59.127115924800002,1,1,{"$error":"#N/A"},16.265480348209849,1.6265480348209849,0.97779475954793316,82.13475980202638,82.13475980202638,1]
[223,{"$f":"Budget!$M$19","v":3.7732916400000005},13.549812994481886,14.371812409527507,59.127115924800002,1,1,{"$error":"#N/A"},16.121023845875072,1.6121023845875073,0.9765616270381523,82.03117667120479,82.03117667120479,1]
[224,{"$f":"Budget!$M$19","v":3.7732916400000005},13.46221136476608,14.284210779811701,59.127115924800002,1,1,{"$error":"#N/A"},15.973711708762067,1.5973711708762068,0.97530084823642693,81.925271251859868,81.925271251859868,1]
[225,{"$f":"Budget!$M$19","v":3.7732916400000005},13.373775665600316,14.195775080645937,59.127115924800002,1,1,{"$error":"#N/A"},15.823598261333217,1.5823598261333218,0.97401269792918876,81.817066626051854,81.817066626051854,1]
[226,{"$f":"Budget!$M$19","v":3.7732916400000005},13.284533760928415,14.106533175974036,59.127115924800002,1,1,{"$error":"#N/A"},15.670738194871149,1.567073819487115,0.97269745539760577,81.706586253398882,81.706586253398882,1]
[227,{"$f":"Budget!$M$19","v":3.7732916400000005},13.194513577856608,14.016512992902229,59.127115924800002,1,1,{"$error":"#N/A"},15.515186552763794,1.5515186552763796,0.97135540456314118,81.593853983303859,81.593853983303859,1]
[228,{"$f":"Budget!$M$19","v":3.7732916400000005},13.10374310014355,13.925742515189171,59.127115924800002,1,1,{"$error":"#N/A"},15.356998715889688,1.5356998715889689,0.96998683412956976,81.478894066883853,81.478894066883853,1]
[229,{"$f":"Budget!$M$19","v":3.7732916400000005},13.012250361742627,13.834249776788248,59.127115924800002,1,1,{"$error":"#N/A"},15.196230388105079,1.5196230388105079,0.96859203772125924,81.361731168585777,81.361731168585777,1]
[230,{"$f":"Budget!$M$19","v":3.7732916400000005},12.920063440394049,13.74206285543967,59.127115924800002,1,1,{"$error":"#N/A"},15.032937581825166,1.5032937581825168,0.96717131401744505,81.242390377465384,81.242390377465384,1]
[231,{"$f":"Budget!$M$19","v":3.7732916400000005},12.82721045126706,13.649209866312681,59.127115924800002,1,1,{"$error":"#N/A"},14.867176603711243,1.4867176603711245,0.96572496688240062,81.120897218121655,81.120897218121655,1]
[232,{"$f":"Budget!$M$19","v":3.7732916400000005},12.733719540654388,13.555718955700009,59.127115924800002,1,1,{"$error":"#N/A"},14.699004040450177,1.4699004040450179,0.96425330549119825,80.997277661260654,80.997277661260654,1]
[233,{"$f":"Budget!$M$19","v":3.7732916400000005},12.639618879716142,13.461618294761763,59.127115924800002,1,1,{"$error":"#N/A"},14.52847674463959,1.4528476744639591,0.96275664445099451,80.871558133883539,80.871558133883539,1]
[234,{"$f":"Budget!$M$19","v":3.7732916400000005},12.54493665827415,13.366936073319771,59.127115924800002,1,1,{"$error":"#N/A"},14.355651820767349,1.435565182076735,0.96123530391756518,80.743765529075475,80.743765529075475,1]
[235,{"$f":"Budget!$M$19","v":3.7732916400000005},12.449701078658283,13.271700493703904,59.127115924800002,1,1,{"$error":"#N/A"},14.180586611293705,1.4180586611293706,0.95968960970699524,80.613927215387605,80.613927215387605,1]
[236,{"$f":"Budget!$M$19","v":3.7732916400000005},12.353940349602563,13.175939764648184,59.127115924800002,1,1,{"$error":"#N/A"},14.003338682830588,1.4003338682830588,0.95811989340231729,80.482071045794655,80.482071045794655,1]
[237,{"$f":"Budget!$M$19","v":3.7732916400000005},12.257682680191397,13.079682095237018,59.127115924800002,1,1,{"$error":"#N/A"},13.823965812422671,1.3823965812422672,0.95652649245498422,80.348225366218671,80.348225366218671,1]
[238,{"$f":"Budget!$M$19","v":3.7732916400000005},12.16095627385776,12.982955688903381,59.127115924800002,1,1,{"$error":"#N/A"},13.642525973924279,1.364252597392428,0.95490975028098146,80.212419023602436,80.212419023602436,1]
[239,{"$f":"Budget!$M$19","v":3.7732916400000005},12.063789322431074,12.885788737476695,59.127115924800002,1,1,{"$error":"#N/A"},13.459077324478727,1.3459077324478728,0.95327001635149755,80.074681373525792,80.074681373525792,1]
[240,{"$f":"Budget!$M$19","v":3.7732916400000005},11.966210000236433,12.788209415282054,59.127115924800002,1,1,{"$error":"#N/A"},13.273678191095968,1.3273678191095968,0.95160764627798611,79.935042287350839,79.935042287350839,1]
[241,{"$f":"Budget!$M$19","v":3.7732916400000005},11.868246458243814,12.690245873289435,59.127115924800002,1,1,{"$error":"#N/A"},13.086387057328864,1.3086387057328865,0.94992300189150147,79.793532158886123,79.793532158886123,1]
[242,{"$f":"Budget!$M$19","v":3.7732916400000005},11.769926818268136,12.591926233313757,59.127115924800002,1,1,{"$error":"#N/A"},12.897262550049618,1.289726255004962,0.94821645131620247,79.650181910561002,79.650181910561002,1]
[243,{"$f":"Budget!$M$19","v":3.7732916400000005},11.671279167220586,12.493278582266207,59.127115924800002,1,1,{"$error":"#N/A"},12.706363426325282,1.2706363426325282,0.94648836903691036,79.505022999100476,79.505022999100476,1]
[244,{"$f":"Budget!$M$19","v":3.7732916400000005},11.572331551409949,12.39433096645557,59.127115924800002,1,1,{"$error":"#N/A"},12.513748560392088,1.2513748560392088,0.94473913596061432,79.358087420691604,79.358087420691604,1]
[245,{"$f":"Budget!$M$19","v":3.7732916400000005},11.47311197089471,12.295111385940331,59.127115924800002,1,1,{"$error":"#N/A"},12.319476930730815,1.2319476930730815,0.94296913947185224,79.209407715635592,79.209407715635592,1]
[246,{"$f":"Budget!$M$19","v":3.7732916400000005},11.373648373885988,12.195647788931609,59.127115924800002,1,1,{"$error":"#N/A"},12.123607607238284,1.2123607607238285,0.94117877348183632,79.059016972474254,79.059016972474254,1]
[247,{"$f":"Budget!$M$19","v":3.7732916400000005},11.273968651201177,12.095968066246797,59.127115924800002,1,1,{"$error":"#N/A"},11.926199738501623,1.1926199738501624,0.93936843847130325,78.906948831589474,78.906948831589474,1]
[248,{"$f":"Budget!$M$19","v":3.7732916400000005},11.174100630768041,11.996100045813662,59.127115924800002,1,1,{"$error":"#N/A"},11.727312539170129,1.1727312539170129,0.93753854152696925,78.753237488265412,78.753237488265412,1]
[249,{"$f":"Budget!$M$19","v":3.7732916400000005},11.074072072179238,11.896071487224859,59.127115924800002,1,1,{"$error":"#N/A"},11.527005277425843,1.1527005277425844,0.93568949637153653,78.597917695209063,78.597917695209063,1]
[250,{"$f":"Budget!$M$19","v":3.7732916400000005},10.973910661298962,11.795910076344583,59.127115924800002,1,1,{"$error":"#N/A"},11.325337262555763,1.1325337262555764,0.93382172338721736,78.441024764526261,78.441024764526261,1]
[251,{"$f":"Budget!$M$19","v":3.7732916400000005},10.873644004917328,11.695643419962948,59.127115924800002,1,1,{"$error":"#N/A"},11.122367832619545,1.1122367832619546,0.93193564963266973,78.282594569144251,78.282594569144251,1]
[252,{"$f":"Budget!$M$19","v":3.7732916400000005},10.773299625459305,11.595299040504926,59.127115924800002,1,1,{"$error":"#N/A"},10.918156342221437,1.0918156342221437,0.93003170885337938,78.122663543683871,78.122663543683871,1]
[253,{"$f":"Budget!$M$19","v":3.7732916400000005},10.672904955740197,11.494904370785818,59.127115924800002,1,1,{"$error":"#N/A"},10.712762150377642,1.0712762150377644,0.92811034148536886,77.961268684770985,77.961268684770985,1]
[254,{"$f":"Budget!$M$19","v":3.7732916400000005},10.572487333775886,11.394486748821507,59.127115924800002,1,1,{"$error":"#N/A"},10.506244608483627,1.0506244608483628,0.92617199465224553,77.798447550788623,77.798447550788623,1]
[255,{"$f":"Budget!$M$19","v":3.7732916400000005},10.472073997639757,11.294073412685378,59.127115924800002,1,1,{"$error":"#N/A"},10.298663048383446,1.0298663048383447,0.92421712215558249,77.63423826106893,77.63423826106893,1]
[256,{"$f":"Budget!$M$19","v":3.7732916400000005},10.371692080373453,11.193691495419074,59.127115924800002,1,1,{"$error":"#N/A"},10.090076770534154,1.0090076770534153,0.92224618445854845,77.468679494518071,77.468679494518071,1]
[257,{"$f":"Budget!$M$19","v":3.7732916400000005},10.271368604946918,11.093368019992539,59.127115924800002,1,1,{"$error":"#N/A"},9.8805450322735169,0.98805450322735178,0.92025964866285559,77.301810487679873,77.301810487679873,1]
[258,{"$f":"Budget!$M$19","v":3.7732916400000005},{"$f":"IF($D415-ABS($B$891)<0,0,$D415-ABS($B$891))","v":10.171130479268559},{"$f":"($I$154*$A415^6)+($J$154*$A415^5)+($K$154*$A415^4)+($L$154*$A415^3)+($M$154*$A415^2)+($N$154*$A415^1)+$O$154","v":10.99312989431418},{"$f":"IF(($E414-$B415+$D415>$E$157),$E$157,IF($E414-$B415+$D415<0,0,$E414-$B415+$D415))","v":59.127115924800002},{"$f":"E415/$E$157","v":1},{"$f":"IF(F415<=0.5,NA(),F415)","v":1},{"$f":"IF(F415>0.5,NA(),F415)","v":{"$error":"#N/A"}},{"$f":"($Q$154*$A415^6)+($R$154*$A415^5)+($S$154*$A415^4)+($T$154*$A415^3)+($U$154*$A415^2)+($V$154*$A415^1)+$W$154","v":9.6701270361844252},{"$f":"I415*0.1","v":0.9670127036184426},0.91825798847895412,{"$f":"$C$6*K415","v":77.133671032232144},77.133671032232144,{"$f":"M415/L415","v":1}]
[{"$f":"A415+1","v":259},{"$f":"Budget!$M$19","v":3.7732916400000005},10.071004491247695,10.893003906293316,59.127115924800002,1,1,{"$error":"#N/A"},9.4588819185587738,0.94588819185587747,0.91624168418950391,76.964301471918333,76.964301471918333,1]
[260,{"$f":"Budget!$M$19","v":3.7732916400000005},9.9710173039058709,10.793016718951492,59.127115924800002,1,1,{"$error":"#N/A"},9.2468687379640642,0.92468687379640646,{"$f":"IF(($Y$2+$Y$3*$I417+$Y$4*$I417^2)>1,1,($Y$2+$Y$3*$I417+$Y$4*$I417^2))","v":0.91421122260616028},76.79374269891747,76.79374269891747,1]
[261,{"$f":"Budget!$M$19","v":3.7732916400000005},9.8711954505406148,10.693194865586236,59.127115924800002,1,1,{"$error":"#N/A"},9.0341464639029141,0.90341464639029145,0.91216709701959386,76.622036149645879,76.622036149645879,1]
[262,{"$f":"Budget!$M$19","v":3.7732916400000005},9.7715653299379746,10.593564744983595,59.127115924800002,1,1,{"$error":"#N/A"},8.8207739655788373,0.88207739655788375,0.91010980714289325,76.44922380000304,76.44922380000304,1]
[263,{"$f":"Budget!$M$19","v":3.7732916400000005},9.6721532016372898,10.494152616682911,59.127115924800002,1,1,{"$error":"#N/A"},8.6068100007560986,0.86068100007560988,0.90803985904825701,76.275348160053596,{"$f":"IF(($C420-$B420>=0),IF($M419-$B420+$C420>$L420,$L420,$M419-$B420+$C420),IF($M419<$L420,IF($M419-$B420+$C420<0,0,$M419-$B420+$C420),IF($L420-$B420+$C420<0,0,$L420-$B420+$C420)))","v":76.275348160053596},1]
[264,{"$f":"Budget!$M$19","v":3.7732916400000005},9.5729851812463416,10.394984596291962,59.127115924800002,1,1,{"$error":"#N/A"},8.3923132047222282,0.83923132047222282,0.90595776509709181,76.100452268155706,76.100452268155706,1]
[265,{"$f":"Budget!$M$19","v":3.7732916400000005},9.4740872358060422,10.296086650851663,59.127115924800002,1,1,{"$error":"#N/A"},8.1773420793469995,0.81773420793469997,0.90386404386349106,75.924579684533256,75.924579684533256,1]
[266,{"$f":"Budget!$M$19","v":3.7732916400000005},9.3754851792068514,10.197484594252472,59.127115924800002,1,1,{"$error":"#N/A"},7.9619549822442082,0.79619549822442082,0.9017592200512009,75.747774484300876,75.747774484300876,1]
[267,{"$f":"Budget!$M$19","v":3.7732916400000005},9.2772046676561537,10.099204082701775,59.127115924800002,1,1,{"$error":"#N/A"},7.7462101160291752,0.77462101160291752,0.89964382440405244,75.570081249940401,75.570081249940401,1]
[268,{"$f":"Budget!$M$19","v":3.7732916400000005},9.1792711951953017,10.001270610240923,59.127115924800002,1,1,{"$error":"#N/A"},7.5301655176789097,0.75301655176789106,0.89751839360998065,75.391545063238368,75.391545063238368,1]
[269,{"$f":"Budget!$M$19","v":3.7732916400000005},9.0817100892679328,9.9037095043135537,59.127115924800002,1,1,{"$error":"#N/A"},7.3138790479875126,0.73138790479875126,0.89538347019861875,75.212211496683977,75.212211496683977,1]
[270,{"$f":"Budget!$M$19","v":3.7732916400000005},8.9845465063383649,9.8065459213839858,59.127115924800002,1,1,{"$error":"#N/A"},7.0974083811253195,0.70974083811253197,0.89323960243261391,75.032126604339567,75.032126604339567,1]
[271,{"$f":"Budget!$M$19","v":3.7732916400000005},8.8878054275622453,9.7098048426078662,59.127115924800002,1,1,{"$error":"#N/A"},6.8808109942949045,0.68808109942949047,0.89108734419266822,74.851336912184124,74.851336912184124,1]
[272,{"$f":"Budget!$M$19","v":3.7732916400000005},8.7915116545049763,9.6135110695505972,59.127115924800002,1,1,{"$error":"#N/A"},6.6641441574866178,0.66641441574866178,0.88892725485640411,74.669889407937944,74.669889407937944,1]
[273,{"$f":"Budget!$M$19","v":3.7732916400000005},8.6956898049144264,9.5176892199600474,59.127115924800002,1,1,{"$error":"#N/A"},6.4474649233328307,0.64474649233328307,0.8867598991711273,74.487831530374692,74.487831530374692,1]
[274,{"$f":"Budget!$M$19","v":3.7732916400000005},8.6003643085410779,9.4223637235866988,59.127115924800002,1,1,{"$error":"#N/A"},6.2308301170650395,0.62308301170650404,0.88458584712061195,74.305211158131399,74.305211158131399,1]
[275,{"$f":"Budget!$M$19","v":3.7732916400000005},8.5055594030105688,9.3275588180561897,59.127115924800002,1,1,{"$error":"#N/A"},6.0142963265639082,0.60142963265639082,0.88240567378589896,74.122076598015511,74.122076598015511,1]
[276,{"$f":"Budget!$M$19","v":3.7732916400000005},8.4112991297468831,9.233298544792504,59.127115924800002,1,1,{"$error":"#N/A"},5.7979198925150399,0.57979198925150399,0.88021995920032814,73.938476572827568,73.938476572827568,1]
[277,{"$f":"Budget!$M$19","v":3.7732916400000005},8.3176073299454494,9.1396067449910703,59.127115924800002,1,1,{"$error":"#N/A"},5.5817568986598474,0.55817568986598476,0.878029288198797,73.754460208698944,73.754460208698944,1]
[278,{"$f":"Budget!$M$19","v":3.7732916400000005},8.2245076405974693,9.0465070556430902,59.127115924800002,1,1,{"$error":"#N/A"},5.3658631621496795,0.536586316214968,0.87583425026142958,73.570077021960088,73.570077021960088,1]
[279,{"$f":"Budget!$M$19","v":3.7732916400000005},8.1320234905647517,8.9540229056103726,59.127115924800002,1,1,{"$error":"#N/A"},5.1502942239924892,0.51502942239924898,0.87363543935165533,73.385376905539047,73.385376905539047,1]
[280,{"$f":"Budget!$M$19","v":3.7732916400000005},8.0401780967046825,8.8621775117503034,59.127115924800002,1,1,{"$error":"#N/A"},4.9351053396070483,0.49351053396070488,0.8714334537489582,73.200410114912486,73.200410114912486,1]
[281,{"$f":"Budget!$M$19","v":3.7732916400000005},7.9489944600476319,8.7709938750932537,59.127115924800002,1,1,{"$error":"#N/A"},4.7203514694714954,0.47203514694714954,0.86922889587628072,73.015227253607577,73.015227253607577,1]
[282,{"$f":"Budget!$M$19","v":3.7732916400000005},7.8584953620222704,8.6804947770678922,59.127115924800002,1,1,{"$error":"#N/A"},4.5060872698714149,0.45060872698714149,0.86702237212225064,72.82987925826906,72.82987925826906,1]
[283,{"$f":"Budget!$M$19","v":3.7732916400000005},7.7687033607341389,8.5907027757797607,59.127115924800002,1,1,{"$error":"#N/A"},4.2923670837490988,0.4292367083749099,0.86481449265837174,72.644417383303221,72.644417383303221,1]
[284,{"$f":"Budget!$M$19","v":3.7732916400000005},7.6796407872938515,8.5016402023394733,59.127115924800002,1,1,{"$error":"#N/A"},4.0792449316501802,0.40792449316501805,0.86260587125126509,72.458893185106263,72.458893185106263,1]
[285,{"$f":"Budget!$M$19","v":3.7732916400000005},7.5913297421944206,8.4133291572400424,59.127115924800002,1,1,{"$error":"#N/A"},3.8667745027721594,0.38667745027721595,0.86039712507013788,72.273358505891579,72.273358505891579,1]
[286,{"$f":"Budget!$M$19","v":3.7732916400000005},7.5037920917430112,8.325791506788633,59.127115924800002,1,1,{"$error":"#N/A"},3.6550091461088527,0.3655009146108853,0.85818887448954873,72.087865457122092,72.087865457122092,1]
[287,{"$f":"Budget!$M$19","v":3.7732916400000005},7.4170494645387945,8.2390488795844163,59.127115924800002,1,1,{"$error":"#N/A"},3.4440018616971031,0.34440018616971035,0.85598174288767404,71.902466402564613,71.902466402564613,1]
[288,{"$f":"Budget!$M$19","v":3.7732916400000005},7.3311232480059685,8.1531226630515903,59.127115924800002,1,1,{"$error":"#N/A"},3.2338052919617155,0.32338052919617155,0.8537763564401718,71.717213940974432,71.717213940974432,1]
[289,{"$f":"Budget!$M$19","v":3.7732916400000005},7.2460345849734891,8.0680340000191109,59.127115924800002,1,1,{"$error":"#N/A"},3.0244717131589027,0.30244717131589027,0.85157334390978678,71.532160888422084,71.532160888422084,1]
[290,{"$f":"Budget!$M$19","v":3.7732916400000005},7.1618043703079506,7.9838037853535724,59.127115924800002,1,1,{"$error":"#N/A"},2.8160530269200308,0.28160530269200307,0.84937333643186241,71.347360260276446,71.347360260276446,1]
[291,{"$f":"Budget!$M$19","v":3.7732916400000005},7.0784532475964879,7.9004526626421097,59.127115924800002,1,1,{"$error":"#N/A"},2.6086007518953807,0.26086007518953808,0.84717696729590541,71.162865252856051,71.162865252856051,1]
[292,{"$f":"Budget!$M$19","v":3.7732916400000005},6.996001605880056,7.8180010209256778,59.127115924800002,1,1,{"$error":"#N/A"},2.4021660154947142,0.24021660154947144,0.84498487172331627,70.978729224758567,70.978729224758567,1]
[293,{"$f":"Budget!$M$19","v":3.7732916400000005},6.9144695764376705,7.7364689914832923,59.127115924800002,1,1,{"$error":"#N/A"},2.1967995457308405,0.21967995457308406,0.84279768664150878,70.795005677886735,70.795005677886735,1]
[294,{"$f":"Budget!$M$19","v":3.7732916400000005},6.833877029620953,7.6558764446665748,59.127115924800002,1,1,{"$error":"#N/A"},1.9925516631575988,0.1992551663157599,0.84061605045447774,70.611748238176133,70.611748238176133,1]
[295,{"$f":"Budget!$M$19","v":3.7732916400000005},6.7542435717399227,7.5762429867855445,59.127115924800002,1,1,{"$error":"#N/A"},1.7894722729138266,0.17894722729138268,0.83844060281010091,70.429010636048474,70.429010636048474,1]
[296,{"$f":"Budget!$M$19","v":3.7732916400000005},6.675588541999022,7.4975879570446438,59.127115924800002,1,1,{"$error":"#N/A"},1.5876108568582765,0.15876108568582767,0.83627198436417083,70.246846686590345,70.246846686590345,1]
[297,{"$f":"Budget!$M$19","v":3.7732916400000005},6.5979310094841876,7.4199304245298094,59.127115924800002,1,1,{"$error":"#N/A"},1.3870164658125361,0.13870164658125361,0.83411083654150142,70.065310269486119,70.065310269486119,1]
[298,{"$f":"Budget!$M$19","v":3.7732916400000005},6.5212897701998314,7.3432891852454532,59.127115924800002,1,1,{"$error":"#N/A"},1.1877377118966876,0.11877377118966877,0.83195780129411057,69.884455308705284,69.884455308705284,1]
[299,{"$f":"Budget!$M$19","v":3.7732916400000005},6.4456833441568788,7.2676827592025006,59.127115924800002,1,1,{"$error":"#N/A"},0.98982276096677424,9.8982276096677424E-2,0.82981352085673987,69.704335751966155,69.704335751966155,1]
[300,{"$f":"Budget!$M$19","v":3.7732916400000005},6.3711299725125654,7.1931293875581872,59.127115924800002,1,1,{"$error":"#N/A"},0.79331932515344761,7.9331932515344761E-2,0.82767863749987292,69.525005549989331,69.525005549989331,1]
[301,{"$f":"Budget!$M$19","v":3.7732916400000005},6.2976476147584348,7.1196470298040566,59.127115924800002,1,1,{"$error":"#N/A"},0.59827465549636827,5.9827465549636832E-2,0.82555379328036138,69.346518635550353,69.346518635550353,1]
[302,{"$f":"Budget!$M$19","v":3.7732916400000005},6.2252539459624243,7.0472533610080461,59.127115924800002,1,1,{"$error":"#N/A"},0.40473553467887768,4.0473553467887773E-2,0.8234396297898775,69.168928902349705,69.168928902349705,1]
[303,{"$f":"Budget!$M$19","v":3.7732916400000005},6.1539663540574336,6.9759657691030554,59.127115924800002,1,1,{"$error":"#N/A"},0.21274826986461903,2.1274826986461905E-2,0.82133678790138176,68.992290183716065,68.992290183716065,1]
[304,{"$f":"Budget!$M$19","v":3.7732916400000005},6.0838019371843499,6.9058013522299717,59.127115924800002,1,1,{"$error":"#N/A"},2.2358685630194941E-2,2.2358685630194941E-3,0.81924590751371573,68.816656231152123,68.816656231152123,1]
[305,{"$f":"Budget!$M$19","v":3.7732916400000005},6.0147775010836169,6.8367769161292387,59.127115924800002,1,1,{"$error":"#N/A"},-0.16638788299974294,-1.6638788299974294E-2,0.81716762729455961,68.642080692743008,68.642080692743008,1]
[306,{"$f":"Budget!$M$19","v":3.7732916400000005},5.9469095565382046,6.7689089715838264,59.127115924800002,1,1,{"$error":"#N/A"},-0.35344659742276008,-3.5344659742276012E-2,0.81510258442184536,68.468617091435007,68.468617091435007,1]
[307,{"$f":"Budget!$M$19","v":3.7732916400000005},5.8802143168668577,6.7022137319124795,59.127115924800002,1,1,{"$error":"#N/A"},-0.53877312222363116,-5.3877312222363118E-2,0.81305141432391703,68.296318803209033,68.296318803209033,1]
[308,{"$f":"Budget!$M$19","v":3.7732916400000005},5.8147076954687291,6.6367071105143509,59.127115924800002,1,1,{"$error":"#N/A"},-0.72232363184593851,-7.2232363184593848E-2,0.81101475041848126,68.125239035152418,68.125239035152418,1]
[309,{"$f":"Budget!$M$19","v":3.7732916400000005},5.7504053034166445,6.5724047184622663,59.127115924800002,1,1,{"$error":"#N/A"},-0.9040548171585101,-9.0405481715851013E-2,0.80899322385065409,67.955430803454945,67.955430803454945,1]
[310,{"$f":"Budget!$M$19","v":3.7732916400000005},5.6873224471053758,6.5093218621509976,59.127115924800002,1,1,{"$error":"#N/A"},-1.0839238919267018,-0.10839238919267019,0.80698746323017079,67.78694691133434,67.78694691133434,1]
[311,{"$f":"Budget!$M$19","v":3.7732916400000005},5.6254741259449359,6.4474735409905577,59.127115924800002,1,1,{"$error":"#N/A"},-1.2618885991844877,-0.12618885991844878,0.80499809436797887,67.619839926910231,67.619839926910231,1]
[312,{"$f":"Budget!$M$19","v":3.7732916400000005},5.5648750301083281,6.3868744451539499,59.127115924800002,1,1,{"$error":"#N/A"},-1.4379072175046872,-0.14379072175046873,0.80302574001241922,67.454162161043214,67.454162161043214,1]
[313,{"$f":"Budget!$M$19","v":3.7732916400000005},5.505539538330356,6.3275389533759778,59.127115924800002,1,1,{"$error":"#N/A"},-1.6119385671698865,-0.16119385671698866,0.80107101958514604,67.289965645152265,67.289965645152265,1]
[314,{"$f":"Budget!$M$19","v":3.7732916400000005},5.4474817157535282,6.26948113079915,59.127115924800002,1,1,{"$error":"#N/A"},-1.78394201624684,-0.178394201624684,0.79913454891692937,67.127302109022068,67.127302109022068,1]
[315,{"$f":"Budget!$M$19","v":3.7732916400000005},5.3907153118284183,6.2127147268740401,59.127115924800002,1,1,{"$error":"#N/A"},-1.9538774865607138,-0.19538774865607139,0.79721693998355658,66.966222958618758,66.966222958618758,1]
[316,{"$f":"Budget!$M$19","v":3.7732916400000005},5.3352537582624278,6.1572531733080496,59.127115924800002,1,1,{"$error":"#N/A"},-2.1217054595669538,-0.21217054595669538,0.79531880064203553,66.806779253930983,66.806779253930983,1]
[317,{"$f":"Budget!$M$19","v":3.7732916400000005},5.2811101670203753,6.1031095820659971,59.127115924800002,1,1,{"$error":"#N/A"},-2.2873869821265203,-0.22873869821265203,0.79344073436720763,66.649021686845444,66.649021686845444,1]
[318,{"$f":"Budget!$M$19","v":3.7732916400000005},5.2282973283737446,6.0502967434193664,59.127115924800002,1,1,{"$error":"#N/A"},-2.4508836721822718,-0.24508836721822719,0.79158333998897346,66.493000559073764,66.493000559073764,1]
[319,{"$f":"Budget!$M$19","v":3.7732916400000005},5.1768277090051837,5.9988271240508055,59.127115924800002,1,1,{"$error":"#N/A"},-2.6121577243372371,-0.26121577243372374,0.78974721143029403,66.338765760144696,66.338765760144696,1]
[320,{"$f":"Budget!$M$19","v":3.7732916400000005},5.1267134501573421,5.9487128652029639,59.127115924800002,1,1,{"$error":"#N/A"},-2.7711719153256809,-0.27711719153256809,0.7879329374462466,66.186366745484719,66.186366745484719,1]
[321,{"$f":"Budget!$M$19","v":3.7732916400000005},5.0779663658382104,5.8999657808838322,59.127115924800002,1,1,{"$error":"#N/A"},-2.9278896093963453,-0.29278896093963452,0.78614110136408499,66.035852514583141,66.035852514583141,1]
[322,{"$f":"Budget!$M$19","v":3.7732916400000005},{"$f":"IF($D479-ABS($B$891)<0,0,$D479-ABS($B$891))","v":5.0305979410722896},{"$f":"($I$154*$A479^6)+($J$154*$A479^5)+($K$154*$A479^4)+($L$154*$A479^3)+($M$154*$A479^2)+($N$154*$A479^1)+$O$154","v":5.8525973561179114},{"$f":"IF(($E478-$B479+$D479>$E$157),$E$157,IF($E478-$B479+$D479<0,0,$E478-$B479+$D479))","v":59.127115924800002},{"$f":"E479/$E$157","v":1},{"$f":"IF(F479<=0.5,NA(),F479)","v":1},{"$f":"IF(F479>0.5,NA(),F479)","v":{"$error":"#N/A"}},{"$f":"($Q$154*$A479^6)+($R$154*$A479^5)+($S$154*$A479^4)+($T$154*$A479^3)+($U$154*$A479^2)+($V$154*$A479^1)+$W$154","v":-3.0822747635867813},{"$f":"I479*0.1","v":-0.30822747635867814},0.78437228082471855,{"$f":"$C$6*K479","v":65.887271589276352},65.887271589276352,{"$f":"M479/L479","v":1}]
[{"$f":"A479+1","v":323},{"$f":"Budget!$M$19","v":3.7732916400000005},4.9846193302065869,5.8066187452522087,59.127115924800002,1,1,{"$error":"#N/A"},-3.2342919329058759,-0.32342919329058761,0.78262704752558199,65.74067199214889,65.74067199214889,1]
[324,{"$f":"Budget!$M$19","v":3.7732916400000005},4.9400413552650404,5.7620407703106622,59.127115924800002,1,1,{"$error":"#N/A"},-3.3839062754091742,-0.33839062754091742,{"$f":"IF(($Y$2+$Y$3*$I481+$Y$4*$I481^2)>1,1,($Y$2+$Y$3*$I481+$Y$4*$I481^2))","v":0.78090596696524406},65.596101225080503,65.596101225080503,1]
[325,{"$f":"Budget!$M$19","v":3.7732916400000005},4.8968745043522572,5.718873919397879,59.127115924800002,1,1,{"$error":"#N/A"},-3.5310835571829102,-0.35310835571829102,0.77920959818973845,65.453606247938026,65.453606247938026,1]
[326,{"$f":"Budget!$M$19","v":3.7732916400000005},4.8551289301120333,5.6771283451576551,59.127115924800002,1,1,{"$error":"#N/A"},-3.6757901572229343,-0.36757901572229346,0.77753849354094284,65.313233457439196,65.313233457439196,1]
[327,{"$f":"Budget!$M$19","v":3.7732916400000005},4.8148144482330535,5.6368138632786753,59.127115924800002,1,1,{"$error":"#N/A"},-3.817993072217007,-0.38179930722170075,0.77589319840707416,65.175028666194223,{"$f":"IF(($C484-$B484>=0),IF($M483-$B484+$C484>$L484,$L484,$M483-$B484+$C484),IF($M483<$L484,IF($M483-$B484+$C484<0,0,$M483-$B484+$C484),IF($L484-$B484+$C484<0,0,$L484-$B484+$C484)))","v":65.175028666194223},1]
[328,{"$f":"Budget!$M$19","v":3.7732916400000005},4.7759405360056375,5.5979399510512593,59.127115924800002,1,1,{"$error":"#N/A"},-3.9576599212261954,-0.39576599212261954,0.77427425097551006,65.039037081942851,65.039037081942851,1]
[329,{"$f":"Budget!$M$19","v":3.7732916400000005},4.7385163309310228,5.5605157459766446,59.127115924800002,1,1,{"$error":"#N/A"},-4.0947589502688402,-0.40947589502688403,0.77268218198806116,64.905303286997139,64.905303286997139,1]
[330,{"$f":"Budget!$M$19","v":3.7732916400000005},4.7025506293794477,5.5245500444250695,59.127115924800002,1,1,{"$error":"#N/A"},-4.2292590368041374,-0.42292590368041377,0.77111751449888488,64.773871217906333,64.773871217906333,1]
[331,{"$f":"Budget!$M$19","v":3.7732916400000005},4.6680518852995077,5.4900513003451294,59.127115924800002,1,1,{"$error":"#N/A"},-4.3611296941157889,-0.4361129694115789,0.76958076363519534,64.644784145356411,64.644784145356411,1]
[332,{"$f":"Budget!$M$19","v":3.7732916400000005},4.6350282089794375,5.4570276240250593,59.127115924800002,1,1,{"$error":"#N/A"},-4.4903410755973141,-0.44903410755973144,0.76807243636090627,64.518084654316127,64.518084654316127,1]
[333,{"$f":"Budget!$M$19","v":3.7732916400000005},4.6034873658555595,5.4254867809011813,59.127115924800002,1,1,{"$error":"#N/A"},-4.6168639789390227,-0.46168639789390231,0.76659303124335887,64.393814624442143,64.393814624442143,1]
[334,{"$f":"Budget!$M$19","v":3.7732916400000005},4.5734367753760976,5.3954361904217194,59.127115924800002,1,1,{"$error":"#N/A"},-4.7406698502118729,-0.47406698502118733,0.76514303822334351,64.272015210760856,64.272015210760856,1]
[335,{"$f":"Budget!$M$19","v":3.7732916400000005},4.544883509912057,5.3668829249576788,59.127115924800002,1,1,{"$error":"#N/A"},-4.8617307878562315,-0.48617307878562316,0.76372293838847083,64.152726824631543,64.152726824631543,1]
[336,{"$f":"Budget!$M$19","v":3.7732916400000005},4.5178342937201874,5.3398337087658092,59.127115924800002,1,1,{"$error":"#N/A"},-4.980019546568542,-0.49800195465685421,0.76233320375011859,64.035989115009968,64.035989115009968,1]
[337,{"$f":"Budget!$M$19","v":3.7732916400000005},4.4922955019555415,5.3142949170011633,59.127115924800002,1,1,{"$error":"#N/A"},-5.095509541092099,-0.50955095410920992,0.76097429702402763,63.921840950018321,63.921840950018321,1]
[338,{"$f":"Budget!$M$19","v":3.7732916400000005},4.4682731597384899,5.2902725747841117,59.127115924800002,1,1,{"$error":"#N/A"},-5.2081748499040259,-0.52081748499040259,0.75964667141478182,63.810320398841675,63.810320398841675,1]
[339,{"$f":"Budget!$M$19","v":3.7732916400000005},4.4457729412651359,5.2677723563107577,59.127115924800002,1,1,{"$error":"#N/A"},-5.3179902188034589,-0.53179902188034589,0.75835077040425025,63.701464713957023,63.701464713957023,1]
[340,{"$f":"Budget!$M$19","v":3.7732916400000005},4.4248001689767191,5.2467995840223409,59.127115924800002,1,1,{"$error":"#N/A"},-5.4249310644066782,-0.54249310644066784,0.75708702754406187,63.595310313701198,63.595310313701198,1]
[341,{"$f":"Budget!$M$19","v":3.7732916400000005},4.4053598127727893,5.2273592278184111,59.127115924800002,1,1,{"$error":"#N/A"},-5.5289734775333272,-0.55289734775333277,0.75585586625243295,63.491892765204369,63.491892765204369,1]
[342,{"$f":"Budget!$M$19","v":3.7732916400000005},4.3874564892803134,5.2094559043259352,59.127115924800002,1,1,{"$error":"#N/A"},-5.6300942265015124,-0.5630094226501513,0.75465769961526763,63.391246767682482,63.391246767682482,1]
[343,{"$f":"Budget!$M$19","v":3.7732916400000005},4.3710944611690676,5.1930938762146894,59.127115924800002,1,1,{"$error":"#N/A"},-5.7282707603200151,-0.57282707603200156,0.75349293019179764,63.293406136111003,63.293406136111003,1]
[344,{"$f":"Budget!$M$19","v":3.7732916400000005},4.3562776365210594,5.1782770515666812,59.127115924800002,1,1,{"$error":"#N/A"},-5.8234812117787556,-0.5823481211778756,0.75236194982487448,63.198403785289457,63.198403785289457,1]
[345,{"$f":"Budget!$M$19","v":3.7732916400000005},4.3430095682491752,5.165008983294797,59.127115924800002,1,1,{"$error":"#N/A"},-5.9157044004459749,-0.59157044004459747,0.75126513945593287,63.106271714298359,63.106271714298359,1]
[346,{"$f":"Budget!$M$19","v":3.7732916400000005},4.3312934535649132,5.153292868610535,59.127115924800002,1,1,{"$error":"#N/A"},-6.0049198355601447,-0.60049198355601452,0.75020286894488786,63.017040991370578,63.017040991370578,1]
[347,{"$f":"Budget!$M$19","v":3.7732916400000005},4.3211321335018082,5.14313154854743,59.127115924800002,1,1,{"$error":"#N/A"},-6.0911077188289369,-0.60911077188289375,0.74917549689493401,62.930741739174458,62.930741739174458,1]
[348,{"$f":"Budget!$M$19","v":3.7732916400000005},4.3125280924818297,5.1345275075274515,59.127115924800002,1,1,{"$error":"#N/A"},-6.1742489471189401,-0.6174248947118941,0.74818337048255135,62.84740312053431,62.84740312053431,1]
[349,{"$f":"Budget!$M$19","v":3.7732916400000005},4.3054834579415795,5.1274828729872013,59.127115924800002,1,1,{"$error":"#N/A"},-6.2543251150579522,-0.62543251150579526,0.74722682529256923,62.767053324575812,62.767053324575812,1]
[350,{"$f":"Budget!$M$19","v":3.7732916400000005},4.3,5.1219994150456216,59.127115924800002,1,1,{"$error":"#N/A"},-6.3313185175296667,-0.63313185175296671,0.74630618515863023,62.689719553324942,62.689719553324942,1]
[351,{"$f":"Budget!$M$19","v":3.7732916400000005},4.2960791311842028,5.1180785462298246,59.127115924800002,1,1,{"$error":"#N/A"},-6.4052121520714991,-0.64052121520715,0.74542176200903221,62.615428008758705,62.615428008758705,1]
[352,{"$f":"Budget!$M$19","v":3.7732916400000005},4.2937219062013439,5.1157213212469657,59.127115924800002,1,1,{"$error":"#N/A"},-6.475989721173562,-0.64759897211735629,0.74457385571806534,62.54420388031749,62.54420388031749,1]
[353,{"$f":"Budget!$M$19","v":3.7732916400000005},4.2929290217625349,5.1149284368081567,59.127115924800002,1,1,{"$error":"#N/A"},-6.5436356344790738,-0.65436356344790747,0.74376275396293923,62.476071332886896,62.476071332886896,1]
[354,{"$f":"Budget!$M$19","v":3.7732916400000005},4.2937008164597215,5.1157002315053433,59.127115924800002,1,1,{"$error":"#N/A"},-6.6081350108834727,-0.66081350108834735,0.74298873208642235,62.41105349525948,62.41105349525948,1]
[355,{"$f":"Budget!$M$19","v":3.7732916400000005},4.2960372706868979,5.1180366857325197,59.127115924800002,1,1,{"$error":"#N/A"},-6.6694736805332013,-0.66694736805332022,0.74225205296526775,62.349172449082488,62.349172449082488,1]
[356,{"$f":"Budget!$M$19","v":3.7732916400000005},4.2999380066215762,5.121937421667198,59.127115924800002,1,1,{"$error":"#N/A"},-6.7276381867308146,-0.67276381867308155,0.74155296688443251,62.290449218292331,62.290449218292331,1]
[357,{"$f":"Budget!$M$19","v":3.7732916400000005},4.3054022882469694,5.1274017032925912,59.127115924800002,1,1,{"$error":"#N/A"},-6.7826157877310038,-0.67826157877310045,0.74089171141735188,62.234903759057559,62.234903759057559,1]
[358,{"$f":"Budget!$M$19","v":3.7732916400000005},4.3124290214316146,5.1344284364772363,59.127115924800002,1,1,{"$error":"#N/A"},-6.8343944584526071,-0.68343944584526073,0.74026851131204507,62.182554950211788,62.182554950211788,1]
[359,{"$f":"Budget!$M$19","v":3.7732916400000005},4.3210167540567452,5.143016169102367,59.127115924800002,1,1,{"$error":"#N/A"},-6.8829628920709069,-0.68829628920709074,0.73968357838355225,62.133420584218392,62.133420584218392,1]
[360,{"$f":"Budget!$M$19","v":3.7732916400000005},4.3311636761955894,5.1531630912412112,59.127115924800002,1,1,{"$error":"#N/A"},-6.9283105015318256,-0.69283105015318258,0.73913711141227312,62.08751735863094,62.08751735863094,1]
[361,{"$f":"Budget!$M$19","v":3.7732916400000005},4.3428676203426759,5.1648670353882977,59.127115924800002,1,1,{"$error":"#N/A"},-6.970427420951637,-0.6970427420951637,0.73862929604870453,62.044860868091178,62.044860868091178,1]
[362,{"$f":"Budget!$M$19","v":3.7732916400000005},4.3561260616924811,5.1781254767381029,59.127115924800002,1,1,{"$error":"#N/A"},-7.0093045069185678,-0.70093045069185678,0.73816030472444483,62.005465596853362,62.005465596853362,1]
[363,{"$f":"Budget!$M$19","v":3.7732916400000005},4.3709361184727582,5.19293553351838,59.127115924800002,1,1,{"$error":"#N/A"},-7.0449333397085638,-0.70449333397085645,0.73773029656937128,61.969344911827186,61.969344911827186,1]
[364,{"$f":"Budget!$M$19","v":3.7732916400000005},4.3872945523234703,5.2092939673690921,59.127115924800002,1,1,{"$error":"#N/A"},-7.0773062243798108,-0.70773062243798113,0.73733941733546737,61.936511056179256,61.936511056179256,1]
[365,{"$f":"Budget!$M$19","v":3.7732916400000005},4.4051977687299795,5.2271971837756013,59.127115924800002,1,1,{"$error":"#N/A"},-7.1064161917944944,-0.71064161917944946,0.73698779932676817,61.906975143448527,61.906975143448527,1]
[366,{"$f":"Budget!$M$19","v":3.7732916400000005},4.4246418175065996,5.2466412325522214,59.127115924800002,1,1,{"$error":"#N/A"},-7.1322569995153344,-0.71322569995153351,0.73667556133609546,61.880747152232018,61.880747152232018,1]
[367,{"$f":"Budget!$M$19","v":3.7732916400000005},4.4456223933275281,5.2676218083731499,59.127115924800002,1,1,{"$error":"#N/A"},-7.1548231326183327,-0.71548231326183331,0.73640280858812635,61.857835921402611,61.857835921402611,1]
[368,{"$f":"Budget!$M$19","v":3.7732916400000005},4.4681348363139248,5.2901342513595466,59.127115924800002,1,1,{"$error":"#N/A"},-7.1741098044033151,-0.71741098044033158,0.73616963268905122,61.838249145880305,61.838249145880305,1]
[369,{"$f":"Budget!$M$19","v":3.7732916400000005},4.492174132666352,5.3141735477119738,59.127115924800002,1,1,{"$error":"#N/A"},-7.1901129570018725,-0.71901129570018729,0.73597611158285803,61.821993372960073,61.821993372960073,1]
[370,{"$f":"Budget!$M$19","v":3.7732916400000005},4.5177349153506468,5.3397343303962685,59.127115924800002,1,1,{"$error":"#N/A"},-7.2028292618898035,-0.72028292618898038,0.7358223095141847,61.809073999191511,61.809073999191511,1]
[371,{"$f":"Budget!$M$19","v":3.7732916400000005},4.5448114648345124,5.3668108798801342,59.127115924800002,1,1,{"$error":"#N/A"},-7.2122561203011628,-0.72122561203011637,0.73570827699779651,61.799495267814905,61.799495267814905,1]
[372,{"$f":"Budget!$M$19","v":3.7732916400000005},4.5733977098747287,5.3953971249203505,59.127115924800002,1,1,{"$error":"#N/A"},-7.218391663530781,-0.7218391663530781,0.73563405079486888,61.793260266768982,61.793260266768982,1]
[373,{"$f":"Budget!$M$19","v":3.7732916400000005},4.6034872283531341,5.4254866433987559,59.127115924800002,1,1,{"$error":"#N/A"},-7.2212347531623209,-0.72212347531623211,0.73559965389563797,61.790370927233589,61.790370927233589,1]
[374,{"$f":"Budget!$M$19","v":3.7732916400000005},4.635073248164761,5.4570726632103828,59.127115924800002,1,1,{"$error":"#N/A"},-7.2207849811655365,-0.72207849811655367,0.73560509550911579,61.790828022765723,61.790828022765723,1]
[375,{"$f":"Budget!$M$19","v":3.7732916400000005},4.6681486481587084,5.4901480632043302,59.127115924800002,1,1,{"$error":"#N/A"},-7.2170426699235009,-0.72170426699235013,0.73565037105913678,61.794631168967491,61.794631168967491,1]
[376,{"$f":"Budget!$M$19","v":3.7732916400000005},4.7027059591243754,5.5247053741699972,59.127115924800002,1,1,{"$error":"#N/A"},-7.21000887214052,-0.72100088721405209,0.73573546218733654,61.801778823736271,61.801778823736271,1]
[377,{"$f":"Budget!$M$19","v":3.7732916400000005},4.7387373648343099,5.5607367798799316,59.127115924800002,1,1,{"$error":"#N/A"},-7.1996853706589832,-0.71996853706589836,0.73586033676271811,61.812268288068324,61.812268288068324,1]
[378,{"$f":"Budget!$M$19","v":3.7732916400000005},4.7762347031320926,5.5982341181777144,59.127115924800002,1,1,{"$error":"#N/A"},-7.1860746781767375,-0.71860746781767382,0.73602494889790093,61.826095707423676,61.826095707423676,1]
[379,{"$f":"Budget!$M$19","v":3.7732916400000005},4.8151894670774338,5.6371888821230556,59.127115924800002,1,1,{"$error":"#N/A"},-7.1691800368645886,-0.71691800368645886,0.73622923897204706,61.843256073651951,61.843256073651951,1]
[380,{"$f":"Budget!$M$19","v":3.7732916400000005},4.8555928061349247,5.6775922211805465,59.127115924800002,1,1,{"$error":"#N/A"},-7.1490054178810283,-0.71490054178810292,0.73647313366048428,61.863743227480683,61.863743227480683,1]
[381,{"$f":"Budget!$M$19","v":3.7732916400000005},4.8974355274167634,5.7194349424623852,59.127115924800002,1,1,{"$error":"#N/A"},-7.1255555207931138,-0.71255555207931143,0.73675654597089935,61.887549861555541,61.887549861555541,1]
[382,{"$f":"Budget!$M$19","v":3.7732916400000005},4.9407080969792387,5.7627075120248605,59.127115924800002,1,1,{"$error":"#N/A"},-7.0988357728944607,-0.70988357728944607,0.73707937528618783,61.914667524039778,61.914667524039778,1]
[383,{"$f":"Budget!$M$19","v":3.7732916400000005},4.9854006411645768,5.8074000562101986,59.127115924800002,1,1,{"$error":"#N/A"},-7.068852328425578,-0.70688523284255789,0.73744150741386905,61.945086622764997,61.945086622764997,1]
[384,{"$f":"Budget!$M$19","v":3.7732916400000005},5.0315029479948548,5.8535023630404766,59.127115924800002,1,1,{"$error":"#N/A"},-7.0356120676942737,-0.70356120676942746,0.73784281464206281,61.978796429933276,61.978796429933276,1]
[385,{"$f":"Budget!$M$19","v":3.7732916400000005},5.0790044686189075,5.9010038836645293,59.127115924800002,1,1,{"$error":"#N/A"},-6.9991225960940824,-0.69991225960940828,0.7382831558020152,62.015785087369274,62.015785087369274,1]
[386,{"$f":"Budget!$M$19","v":3.7732916400000005},{"$f":"IF($D543-ABS($B$891)<0,0,$D543-ABS($B$891))","v":5.1278943188066703},{"$f":"($I$154*$A543^6)+($J$154*$A543^5)+($K$154*$A543^4)+($L$154*$A543^3)+($M$154*$A543^2)+($N$154*$A543^1)+$O$154","v":5.9498937338522921},{"$f":"IF(($E542-$B543+$D543>$E$157),$E$157,IF($E542-$B543+$D543<0,0,$E542-$B543+$D543))","v":59.127115924800002},{"$f":"E543/$E$157","v":1},{"$f":"IF(F543<=0.5,NA(),F543)","v":1},{"$f":"IF(F543>0.5,NA(),F543)","v":{"$error":"#N/A"}},{"$f":"($Q$154*$A543^6)+($R$154*$A543^5)+($S$154*$A543^4)+($T$154*$A543^3)+($U$154*$A543^2)+($V$154*$A543^1)+$W$154","v":-6.9593922430289012},{"$f":"I543*0.1","v":-0.69593922430289012},0.73876237633703745,{"$f":"$C$6*K543","v":62.056039612311146},62.056039612311146,{"$f":"M543/L543","v":1}]
[{"$f":"A543+1","v":387},{"$f":"Budget!$M$19","v":3.7732916400000005},5.1781612804999098,6.0001606955455316,59.127115924800002,1,1,{"$error":"#N/A"},-6.9164300607363316,-0.69164300607363316,0.73928030837790104,62.099545903743689,62.099545903743689,1]
[388,{"$f":"Budget!$M$19","v":3.7732916400000005},5.2297938034047631,6.0517932184503849,59.127115924800002,1,1,{"$error":"#N/A"},-6.8702458230075081,-0.68702458230075081,{"$f":"IF(($Y$2+$Y$3*$I545+$Y$4*$I545^2)>1,1,($Y$2+$Y$3*$I545+$Y$4*$I545^2))","v":0.73983677082467059},62.14628874927233,62.14628874927233,1]
[389,{"$f":"Budget!$M$19","v":3.7732916400000005},5.2827800066405386,6.1047794216861604,59.127115924800002,1,1,{"$error":"#N/A"},-6.8208500238118859,-0.68208500238118863,0.74043156943481847,62.196251832524752,62.196251832524752,1]
[390,{"$f":"Budget!$M$19","v":3.7732916400000005},5.3371076804426307,6.1591070954882525,59.127115924800002,1,1,{"$error":"#N/A"},-6.7682538758236319,-0.67682538758236321,0.74106449691760534,62.249417741078851,62.249417741078851,1]
[391,{"$f":"Budget!$M$19","v":3.7732916400000005},5.3927642879067035,6.2147637029523253,59.127115924800002,1,1,{"$error":"#N/A"},-6.7124693088410368,-0.6712469308841037,0.74173533303477091,62.305767974920755,{"$f":"IF(($C548-$B548>=0),IF($M547-$B548+$C548>$L548,$L548,$M547-$B548+$C548),IF($M547<$L548,IF($M547-$B548+$C548<0,0,$M547-$B548+$C548),IF($L548-$B548+$C548<0,0,$L548-$B548+$C548)))","v":62.305767974920755},1]
[392,{"$f":"Budget!$M$19","v":3.7732916400000005},5.4497369667910958,6.2717363818367176,59.127115924800002,1,1,{"$error":"#N/A"},-6.6535089681214572,-0.66535089681214576,0.74244384470719837,62.365282955404666,62.365282955404666,1]
[393,{"$f":"Budget!$M$19","v":3.7732916400000005},5.5080125313683679,6.3300119464139897,59.127115924800002,1,1,{"$error":"#N/A"},-6.5913862126013782,-0.65913862126013789,0.74318978612785147,62.427942034739523,62.427942034739523,1]
[394,{"$f":"Budget!$M$19","v":3.7732916400000005},5.5675774743244828,6.3895768893701046,59.127115924800002,1,1,{"$error":"#N/A"},-6.5261151130200687,-0.6526115113020069,0.74397289888068885,62.493723505977862,62.493723505977862,1]
[395,{"$f":"Budget!$M$19","v":3.7732916400000005},5.6284179687121876,6.4504173837578094,59.127115924800002,1,1,{"$error":"#N/A"},-6.4577104499621214,-0.64577104499621218,0.74479291206529696,62.562604613484943,62.562604613484943,1]
[396,{"$f":"Budget!$M$19","v":3.7732916400000005},5.6905198699534933,6.5125192849991151,59.127115924800002,1,1,{"$error":"#N/A"},-6.3861877117652739,-0.63861877117652743,0.74564954242780512,62.634561563935634,62.634561563935634,1]
[397,{"$f":"Budget!$M$19","v":3.7732916400000005},5.7538687178941101,6.5758681329397319,59.127115924800002,1,1,{"$error":"#N/A"},-6.311563092366498,-0.63115630923664989,0.74654249449712351,62.709569537758377,62.709569537758377,1]
[398,{"$f":"Budget!$M$19","v":3.7732916400000005},5.818449738904266,6.6404491539498878,59.127115924800002,1,1,{"$error":"#N/A"},-6.233853489026842,-0.62338534890268427,0.74747146072713055,62.787602701078967,62.787602701078967,1]
[399,{"$f":"Budget!$M$19","v":3.7732916400000005},5.8842478480370657,6.7062472630826875,59.127115924800002,1,1,{"$error":"#N/A"},-6.1530764999553185,-0.61530764999553189,0.74843612164447548,62.868634218135938,62.868634218135938,1]
[400,{"$f":"Budget!$M$19","v":3.7732916400000005},5.9512476512315571,6.7732470662771789,59.127115924800002,1,1,{"$error":"#N/A"},-6.0692504218503132,-0.6069250421850314,0.74943614600168085,62.952636264141191,62.952636264141191,1]
[401,{"$f":"Budget!$M$19","v":3.7732916400000005},6.0194334475700257,6.8414328626156475,59.127115924800002,1,1,{"$error":"#N/A"},-5.9823942473253737,-0.59823942473253744,0.75047119093584291,63.039580038610808,63.039580038610808,1]
[402,{"$f":"Budget!$M$19","v":3.7732916400000005},6.0887892315833509,6.9107886466289727,59.127115924800002,1,1,{"$error":"#N/A"},-5.8925276622423439,-0.58925276622423439,0.75154090213255453,63.129435779134582,63.129435779134582,1]
[403,{"$f":"Budget!$M$19","v":3.7732916400000005},6.1592986956093254,6.9812981106549472,59.127115924800002,1,1,{"$error":"#N/A"},-5.7996710429468976,-0.57996710429468978,0.75264491399500355,63.222172775580297,63.222172775580297,1]
[404,{"$f":"Budget!$M$19","v":3.7732916400000005},6.2309452322004288,7.0529446472460506,59.127115924800002,1,1,{"$error":"#N/A"},-5.7038454534008451,-0.57038454534008454,0.75378284981820631,63.317759384729328,63.317759384729328,1]
[405,{"$f":"Budget!$M$19","v":3.7732916400000005},6.30371193658367,7.1257113516292918,59.127115924800002,1,1,{"$error":"#N/A"},-5.605072642215589,-0.56050726422155894,0.75495432196821277,63.416163045329874,63.416163045329874,1]
[406,{"$f":"Budget!$M$19","v":3.7732916400000005},6.3775816091670547,7.1995810242126765,59.127115924800002,1,1,{"$error":"#N/A"},-5.503375039591333,-0.55033750395913328,0.75615893206611118,63.517350293553342,63.517350293553342,1]
[407,{"$f":"Budget!$M$19","v":3.7732916400000005},6.4525367581028119,7.2745361731484337,59.127115924800002,1,1,{"$error":"#N/A"},-5.3987757541486303,-0.53987757541486303,0.75739627117687769,63.621286778857723,63.621286778857723,1]
[408,{"$f":"Budget!$M$19","v":3.7732916400000005},6.5285596018946164,7.3505590169402382,59.127115924800002,1,1,{"$error":"#N/A"},-5.2912985696673331,-0.52912985696673331,0.758665920002765,63.727937280232261,63.727937280232261,1]
[409,{"$f":"Budget!$M$19","v":3.7732916400000005},6.60563207206265,7.4276314871082718,59.127115924800002,1,1,{"$error":"#N/A"},-5.1809679417218604,-0.51809679417218601,0.75996744908124325,63.837265722824434,63.837265722824434,1]
[410,{"$f":"Budget!$M$19","v":3.7732916400000005},6.683735815854237,7.5057352308998588,59.127115924800002,1,1,{"$error":"#N/A"},-5.0678089942257998,-0.50678089942257998,0.76130041898720735,63.949235194925414,63.949235194925414,1]
[411,{"$f":"Budget!$M$19","v":3.7732916400000005},6.762852199003933,7.5848516140495548,59.127115924800002,1,1,{"$error":"#N/A"},-4.9518475158599813,-0.49518475158599817,0.76266438053962771,64.063807965328721,64.063807965328721,1]
[412,{"$f":"Budget!$M$19","v":3.7732916400000005},6.8429623085517077,7.6649617235973295,59.127115924800002,1,1,{"$error":"#N/A"},-4.8331099564233568,-0.48331099564233571,0.76405887501204672,64.180945501011919,64.180945501011919,1]
[413,{"$f":"Budget!$M$19","v":3.7732916400000005},6.9240469557016153,7.7460463707472371,59.127115924800002,1,1,{"$error":"#N/A"},-4.7116234230593932,-0.47116234230593934,0.76548343434734212,64.300608485176738,64.300608485176738,1]
[414,{"$f":"Budget!$M$19","v":3.7732916400000005},7.0060866787413145,7.8280860937869363,59.127115924800002,1,1,{"$error":"#N/A"},-4.5874156764155032,-0.45874156764155033,0.76693758137594326,64.422756835579236,64.422756835579236,1]
[415,{"$f":"Budget!$M$19","v":3.7732916400000005},7.0890617460036536,7.9110611610492754,59.127115924800002,1,1,{"$error":"#N/A"},-4.4605151266595726,-0.44605151266595727,0.7684208300382489,64.547349723212903,64.547349723212903,1]
[416,{"$f":"Budget!$M$19","v":3.7732916400000005},7.1729521588867753,7.9949515739323971,59.127115924800002,1,1,{"$error":"#N/A"},-4.3309508294511261,-0.43309508294511262,0.76993268560996009,64.674345591236644,64.674345591236644,1]
[417,{"$f":"Budget!$M$19","v":3.7732916400000005},7.2577376549149077,8.0797370699605295,59.127115924800002,1,1,{"$error":"#N/A"},-4.1987524817580493,-0.41987524817580496,0.77147264493145995,64.80370217424263,64.80370217424263,1]
[418,{"$f":"Budget!$M$19","v":3.7732916400000005},7.3433977108616828,8.1653971259073046,59.127115924800002,1,1,{"$error":"#N/A"},-4.0639504176155583,-0.40639504176155583,0.77304019663995938,64.935376517756595,64.935376517756595,1]
[419,{"$f":"Budget!$M$19","v":3.7732916400000005},7.4299115459134724,8.2519109609590942,59.127115924800002,1,1,{"$error":"#N/A"},-3.9265756037654,-0.39265756037654004,0.77463482140498396,65.069324998018658,65.069324998018658,1]
[420,{"$f":"Budget!$M$19","v":3.7732916400000005},7.5172581248929928,8.3392575399386146,59.127115924800002,1,1,{"$error":"#N/A"},-3.7866596352012607,-0.3786659635201261,0.77625599216674512,65.205503342006594,65.205503342006594,1]
[421,{"$f":"Budget!$M$19","v":3.7732916400000005},7.6054161615217053,8.4274155765673271,59.127115924800002,1,1,{"$error":"#N/A"},-3.6442347306133342,-0.36442347306133344,0.77790317437732182,65.343866647695037,65.343866647695037,1]
[422,{"$f":"Budget!$M$19","v":3.7732916400000005},7.6943641217476992,8.516363536793321,59.127115924800002,1,1,{"$error":"#N/A"},-3.499333727734836,-0.34993337277348363,0.77957582624446631,65.484369404535173,65.484369404535173,1]
[423,{"$f":"Budget!$M$19","v":3.7732916400000005},7.7840802271102687,8.6060796421558905,59.127115924800002,1,1,{"$error":"#N/A"},-3.3519900785912,-0.33519900785912005,0.78127339897786274,65.626965514140466,65.626965514140466,1]
[424,{"$f":"Budget!$M$19","v":3.7732916400000005},7.8745424581629093,8.6965418732085311,59.127115924800002,1,1,{"$error":"#N/A"},-3.202237844645424,-0.32022378446454242,0.7829953370377557,65.771608311171477,65.771608311171477,1]
[425,{"$f":"Budget!$M$19","v":3.7732916400000005},7.9657285579483839,8.7877279729940057,59.127115924800002,1,1,{"$error":"#N/A"},-3.0501116918414368,-0.30501116918414373,0.78474107838576501,65.918250584404262,65.918250584404262,1]
[426,{"$f":"Budget!$M$19","v":3.7732916400000005},8.0576160355167623,8.8796154505623832,59.127115924800002,1,1,{"$error":"#N/A"},-2.8956468855648154,-0.28956468855648154,0.78651005473749802,66.066844597949839,66.066844597949839,1]
[427,{"$f":"Budget!$M$19","v":3.7732916400000005},8.1501821695023615,8.9721815845479824,59.127115924800002,1,1,{"$error":"#N/A"},-2.7388792854849839,-0.27388792854849842,0.78830169181720844,66.217342112645511,66.217342112645511,1]
[428,{"$f":"Budget!$M$19","v":3.7732916400000005},8.2434040117431273,9.0654034267887482,59.127115924800002,1,1,{"$error":"#N/A"},-2.5798453403014605,-0.25798453403014604,0.79011540961407478,66.369694407582287,66.369694407582287,1]
[429,{"$f":"Budget!$M$19","v":3.7732916400000005},8.3372583909620808,9.1592578060077017,59.127115924800002,1,1,{"$error":"#N/A"},-2.4185820824026223,-0.24185820824026225,0.79195062263983262,66.523852301745947,66.523852301745947,1]
[430,{"$f":"Budget!$M$19","v":3.7732916400000005},8.4317219164875077,9.2537213315331286,59.127115924800002,1,1,{"$error":"#N/A"},-2.2551271224115794,-0.22551271224115796,0.79380674018788289,66.679766175782163,66.679766175782163,1]
[431,{"$f":"Budget!$M$19","v":3.7732916400000005},8.5267709820286122,9.3487703970742331,59.127115924800002,1,1,{"$error":"#N/A"},-2.0895186436448512,-0.20895186436448512,0.79568316659341265,66.837385993846667,66.837385993846667,1]
[432,{"$f":"Budget!$M$19","v":3.7732916400000005},8.6223817695066494,9.4443811845522703,59.127115924800002,1,1,{"$error":"#N/A"},-1.9217953964588901,-0.19217953964588902,0.79757930149463929,66.996661325549695,66.996661325549695,1]
[433,{"$f":"Budget!$M$19","v":3.7732916400000005},8.7185302529285771,9.540529667974198,59.127115924800002,1,1,{"$error":"#N/A"},-1.7519966925061112,-0.17519966925061115,0.79949454009476206,67.157541367960008,67.157541367960008,1]
[434,{"$f":"Budget!$M$19","v":3.7732916400000005},8.8151922023136997,9.6371916173593206,59.127115924800002,1,1,{"$error":"#N/A"},-1.5801623988893425,-0.15801623988893426,0.80142827342457101,67.319974967663967,67.319974967663967,1]
[435,{"$f":"Budget!$M$19","v":3.7732916400000005},8.9123431876779797,9.7343426027236006,59.127115924800002,1,1,{"$error":"#N/A"},-1.4063329322202094,-0.14063329322202095,0.80337988860548082,67.483910642860394,67.483910642860394,1]
[436,{"$f":"Budget!$M$19","v":3.7732916400000005},9.0099585830595039,9.8319579981051248,59.127115924800002,1,1,{"$error":"#N/A"},-1.230549252566675,-0.1230549252566675,0.8053487691129767,67.649296605490036,67.649296605490036,1]
[437,{"$f":"Budget!$M$19","v":3.7732916400000005},9.1080135705942844,9.9300129856399053,59.127115924800002,1,1,{"$error":"#N/A"},-1.0528528573148037,-0.10528528573148038,0.80733429504002152,67.816080783361812,67.816080783361812,1]
[438,{"$f":"Budget!$M$19","v":3.7732916400000005},9.2064831446577564,10.028482559703377,59.127115924800002,1,1,{"$error":"#N/A"},-0.8732857749268419,-8.732857749268419E-2,0.80933584336044506,67.984210842277392,67.984210842277392,1]
[439,{"$f":"Budget!$M$19","v":3.7732916400000005},9.3053421160356073,10.127341531081228,59.127115924800002,1,1,{"$error":"#N/A"},-0.69189055860272219,-6.9189055860272228E-2,0.81135278819206558,68.153634208133511,68.153634208133511,1]
[440,{"$f":"Budget!$M$19","v":3.7732916400000005},9.404565116161681,10.226564531207302,59.127115924800002,1,1,{"$error":"#N/A"},-0.50871027981821726,-5.0871027981821727E-2,0.81338450105966087,68.324298089011506,68.324298089011506,1]
[441,{"$f":"Budget!$M$19","v":3.7732916400000005},9.5041266013997792,10.3261260164454,59.127115924800002,1,1,{"$error":"#N/A"},-0.32378852181318507,-3.2378852181318508E-2,0.81543035115680329,68.496149497171473,68.496149497171473,1]
[442,{"$f":"Budget!$M$19","v":3.7732916400000005},9.6040008573733537,10.426000272418975,59.127115924800002,1,1,{"$error":"#N/A"},-0.13716937293349929,-1.371693729334993E-2,0.81748970560744871,68.669135271025695,68.669135271025695,1]
[443,{"$f":"Budget!$M$19","v":3.7732916400000005},9.7041620033543161,10.526161418399937,59.127115924800002,1,1,{"$error":"#N/A"},5.1102580111717089E-2,5.1102580111717089E-3,0.81956192972642494,68.843202097019699,68.843202097019699,1]
[444,{"$f":"Budget!$M$19","v":3.7732916400000005},9.8045839966946779,10.626583411740299,59.127115924800002,1,1,{"$error":"#N/A"},0.24098225907619053,2.4098225907619054E-2,0.82164638727862827,69.018296531404772,69.018296531404772,1]
[445,{"$f":"Budget!$M$19","v":3.7732916400000005},9.9052406373127475,10.727240052358368,59.127115924800002,1,1,{"$error":"#N/A"},0.43242410112071639,4.3242410112071639E-2,0.82374244073714009,69.194365021919765,69.194365021919765,1]
[446,{"$f":"Budget!$M$19","v":3.7732916400000005},10.006105572229121,10.828104987274742,59.127115924800002,1,1,{"$error":"#N/A"},0.62538206585543321,6.2538206585543321E-2,0.82584945153986844,69.371353929348942,69.371353929348942,1]
[447,{"$f":"Budget!$M$19","v":3.7732916400000005},10.107152300155196,10.929151715200817,59.127115924800002,1,1,{"$error":"#N/A"},0.8198096424639516,8.1980964246395172E-2,0.82796678034436333,69.549209548926513,69.549209548926513,1]
[448,{"$f":"Budget!$M$19","v":3.7732916400000005},10.208354176124903,11.030353591170524,59.127115924800002,1,1,{"$error":"#N/A"},1.0156598569558923,0.10156598569558924,0.83009378728114624,69.727878131616279,69.727878131616279,1]
[449,{"$f":"Budget!$M$19","v":3.7732916400000005},10.309684416188649,11.13168383123427,59.127115924800002,1,1,{"$error":"#N/A"},1.2128852794872955,0.12128852794872956,0.83222983220472013,69.907305905196495,69.907305905196495,1]
[450,{"$f":"Budget!$M$19","v":3.7732916400000005},{"$f":"IF($D607-ABS($B$891)<0,0,$D607-ABS($B$891))","v":10.411116102150235},{"$f":"($I$154*$A607^6)+($J$154*$A607^5)+($K$154*$A607^4)+($L$154*$A607^3)+($M$154*$A607^2)+($N$154*$A607^1)+$O$154","v":11.233115517195856},{"$f":"IF(($E606-$B607+$D607>$E$157),$E$157,IF($E606-$B607+$D607<0,0,$E606-$B607+$D607))","v":59.127115924800002},{"$f":"E607/$E$157","v":1},{"$f":"IF(F607<=0.5,NA(),F607)","v":1},{"$f":"IF(F607>0.5,NA(),F607)","v":{"$error":"#N/A"}},{"$f":"($Q$154*$A607^6)+($R$154*$A607^5)+($S$154*$A607^4)+($T$154*$A607^3)+($U$154*$A607^2)+($V$154*$A607^1)+$W$154","v":1.4114380318109738},{"$f":"I607*0.1","v":0.1411438031810974},0.83437427494276761,{"$f":"$C$6*K607","v":70.087439095192479},70.087439095192479,{"$f":"M607/L607","v":1}]
[{"$f":"A607+1","v":451},{"$f":"Budget!$M$19","v":3.7732916400000005},10.512622186352974,11.334621601398595,59.127115924800002,1,1,{"$error":"#N/A"},1.6112697947921788,0.16112697947921789,0.83652647554266701,70.268223945584026,70.268223945584026,1]
[452,{"$f":"Budget!$M$19","v":3.7732916400000005},10.614175496523774,11.436174911569395,59.127115924800002,1,1,{"$error":"#N/A"},1.8123318160570534,0.18123318160570534,{"$f":"IF(($Y$2+$Y$3*$I609+$Y$4*$I609^2)>1,1,($Y$2+$Y$3*$I609+$Y$4*$I609^2))","v":0.83868579451589131},70.449606739334868,70.449606739334868,1]
[453,{"$f":"Budget!$M$19","v":3.7732916400000005},10.715748740663148,11.537748155708769,59.127115924800002,1,1,{"$error":"#N/A"},2.0145749177194716,0.20145749177194716,0.84085159307953528,70.631533818680964,70.631533818680964,1]
[454,{"$f":"Budget!$M$19","v":3.7732916400000005},10.817314511983657,11.639313927029278,59.127115924800002,1,1,{"$error":"#N/A"},2.2179495042157669,0.22179495042157671,0.84302323339512608,70.813951605190596,70.813951605190596,1]
[455,{"$f":"Budget!$M$19","v":3.7732916400000005},10.918845293902468,11.740844708948089,59.127115924800002,1,1,{"$error":"#N/A"},2.4224055702266583,0.24224055702266584,0.84520007880433434,70.996806619564083,{"$f":"IF(($C612-$B612>=0),IF($M611-$B612+$C612>$L612,$L612,$M611-$B612+$C612),IF($M611<$L612,IF($M611-$B612+$C612<0,0,$M611-$B612+$C612),IF($L612-$B612+$C612<0,0,$L612-$B612+$C612)))","v":70.996806619564083},1]
[456,{"$f":"Budget!$M$19","v":3.7732916400000005},11.020313465090755,11.842312880136376,59.127115924800002,1,1,{"$error":"#N/A"},2.6278927087226975,0.26278927087226978,0.84738149406181307,71.180045501192296,71.180045501192296,1]
[457,{"$f":"Budget!$M$19","v":3.7732916400000005},11.121691304556084,11.943690719601705,59.127115924800002,1,1,{"$error":"#N/A"},2.8343601190852041,0.28343601190852041,0.84956684556449302,71.36361502741741,71.36361502741741,1]
[458,{"$f":"Budget!$M$19","v":3.7732916400000005},11.222950996793831,12.044950411839451,59.127115924800002,1,1,{"$error":"#N/A"},3.0417566153383291,0.30417566153383291,0.85175550157756152,71.547462132515165,71.547462132515165,1]
[459,{"$f":"Budget!$M$19","v":3.7732916400000005},11.324064636979305,12.146064052024926,59.127115924800002,1,1,{"$error":"#N/A"},3.2500306344721821,0.32500306344721824,0.85394683245675462,71.731533926367391,71.731533926367391,1]
[460,{"$f":"Budget!$M$19","v":3.7732916400000005},11.425004236214296,12.247003651259917,59.127115924800002,1,1,{"$error":"#N/A"},3.4591302448813508,0.3459130244881351,0.85614021086707126,71.915777712833986,71.915777712833986,1]
[461,{"$f":"Budget!$M$19","v":3.7732916400000005},11.525741726820446,12.347741141866067,59.127115924800002,1,1,{"$error":"#N/A"},3.6690031548846491,0.36690031548846491,0.85833501199739848,72.100141007781474,72.100141007781474,1]
[462,{"$f":"Budget!$M$19","v":3.7732916400000005},11.626248967689467,12.448248382735088,59.127115924800002,1,1,{"$error":"#N/A"},3.8795967213499125,0.38795967213499127,0.86053061377115514,72.284571556777038,72.284571556777038,1]
[463,{"$f":"Budget!$M$19","v":3.7732916400000005},11.72649774967724,12.54849716472286,59.127115924800002,1,1,{"$error":"#N/A"},4.0908579584290123,0.40908579584290128,0.86272639705286136,72.46901735244036,72.46901735244036,1]
[464,{"$f":"Budget!$M$19","v":3.7732916400000005},11.826459801053634,12.648459216099255,59.127115924800002,1,1,{"$error":"#N/A"},4.3027335463748386,0.4302733546374839,0.86492174585020165,72.653426651416936,72.653426651416936,1]
[465,{"$f":"Budget!$M$19","v":3.7732916400000005},11.926106793001356,12.748106208046977,59.127115924800002,1,1,{"$error":"#N/A"},4.5151698404704916,0.45151698404704921,0.86711604751175686,72.83774799098758,72.83774799098758,1]
[466,{"$f":"Budget!$M$19","v":3.7732916400000005},12.025410345162545,12.847409760208166,59.127115924800002,1,1,{"$error":"#N/A"},4.7281128800492525,0.47281128800492528,0.8693086929200502,73.021930205284221,73.021930205284221,1]
[467,{"$f":"Budget!$M$19","v":3.7732916400000005},12.124342031241159,12.94634144628678,59.127115924800002,1,1,{"$error":"#N/A"},4.9415083976205096,0.49415083976205099,0.8714990766799332,73.205922441114396,73.205922441114396,1]
[468,{"$f":"Budget!$M$19","v":3.7732916400000005},12.222873384653784,13.044872799699405,59.127115924800002,1,1,{"$error":"#N/A"},5.1553018280954461,0.51553018280954466,0.87368659730211806,73.389674173377912,73.389674173377912,1]
[469,{"$f":"Budget!$M$19","v":3.7732916400000005},12.32097590423,13.142975319275621,59.127115924800002,1,1,{"$error":"#N/A"},5.3694383181010608,0.53694383181010608,0.87587065738161829,73.573135220055931,73.573135220055931,1]
[470,{"$f":"Budget!$M$19","v":3.7732916400000005},12.41862105996255,13.240620475008171,59.127115924800002,1,1,{"$error":"#N/A"},5.5838627354063988,0.55838627354063985,0.87805066377121965,73.756255756782451,73.756255756782451,1]
[471,{"$f":"Budget!$M$19","v":3.7732916400000005},12.515780298815049,13.33777971386067,59.127115924800002,1,1,{"$error":"#N/A"},5.7985196784459845,0.57985196784459847,0.8802260277497127,73.938986330975865,73.938986330975865,1]
[472,{"$f":"Budget!$M$19","v":3.7732916400000005},12.612425050570753,13.434424465616374,59.127115924800002,1,1,{"$error":"#N/A"},6.0133534859306792,0.60133534859306792,0.88239616518467379,74.121277875512604,74.121277875512604,1]
[473,{"$f":"Budget!$M$19","v":3.7732916400000005},12.70852673373523,13.530526148780851,59.127115924800002,1,1,{"$error":"#N/A"},6.2283082465796156,0.62283082465796158,0.88456049669002745,74.3030817219623,74.3030817219623,1]
[474,{"$f":"Budget!$M$19","v":3.7732916400000005},12.80405676149822,13.626056176543841,59.127115924800002,1,1,{"$error":"#N/A"},6.4433278089215946,0.64433278089215951,0.88671844777776476,74.484349613332242,74.484349613332242,1]
[475,{"$f":"Budget!$M$19","v":3.7732916400000005},12.898986547729141,13.720985962774762,59.127115924800002,1,1,{"$error":"#N/A"},6.6583557912309175,0.66583557912309177,0.88886944900437204,74.665033716367248,74.665033716367248,1]
[476,{"$f":"Budget!$M$19","v":3.7732916400000005},12.993287513041938,13.815286928087559,59.127115924800002,1,1,{"$error":"#N/A"},6.8733355915364314,0.68733355915364314,0.89101293611125487,74.845086633345403,74.845086633345403,1]
[477,{"$f":"Budget!$M$19","v":3.7732916400000005},13.086931090895181,13.908930505940802,59.127115924800002,1,1,{"$error":"#N/A"},7.0882103977280622,0.70882103977280631,0.89314835015931671,75.024461413382596,75.024461413382596,1]
[478,{"$f":"Budget!$M$19","v":3.7732916400000005},13.179888733755153,14.001888148800774,59.127115924800002,1,1,{"$error":"#N/A"},7.302923197797611,0.73029231977976117,0.89527513765796463,75.203111563269033,75.203111563269033,1]
[479,{"$f":"Budget!$M$19","v":3.7732916400000005},13.272131919296601,14.094131334342222,59.127115924800002,1,1,{"$error":"#N/A"},7.5174167901221836,0.75174167901221844,0.89739275068755298,75.380991057754443,75.380991057754443,1]
[480,{"$f":"Budget!$M$19","v":3.7732916400000005},13.363632156668064,14.185631571713685,59.127115924800002,1,1,{"$error":"#N/A"},7.7316337939102482,0.77316337939102486,0.89950064701637578,75.558054349375567,75.558054349375567,1]
[481,{"$f":"Budget!$M$19","v":3.7732916400000005},13.454360992797749,14.27636040784337,59.127115924800002,1,1,{"$error":"#N/A"},7.9455166596872573,0.79455166596872573,0.90159829021091853,75.734256377717159,75.734256377717159,1]
[482,{"$f":"Budget!$M$19","v":3.7732916400000005},13.544290018753745,14.366289433799366,59.127115924800002,1,1,{"$error":"#N/A"},8.1590076799337794,0.81590076799337796,0.90368514974041636,75.909552578194976,75.909552578194976,1]
[483,{"$f":"Budget!$M$19","v":3.7732916400000005},13.633390876153801,14.455390291199421,59.127115924800002,1,1,{"$error":"#N/A"},8.3720489997737673,0.83720489997737679,0.90576070107464901,76.083898890270518,76.083898890270518,1]
[484,{"$f":"Budget!$M$19","v":3.7732916400000005},13.721635263630123,14.543634678675744,59.127115924800002,1,1,{"$error":"#N/A"},8.5845826278091408,0.85845826278091408,0.90782442577585798,76.257251765172072,76.257251765172072,1]
[485,{"$f":"Budget!$M$19","v":3.7732916400000005},13.808994943338309,14.63099435838393,59.127115924800002,1,1,{"$error":"#N/A"},8.7965504470114979,0.87965504470114986,0.90987581158386455,76.429568173044629,76.429568173044629,1]
[486,{"$f":"Budget!$M$19","v":3.7732916400000005},13.89544174751757,14.71744116256319,59.127115924800002,1,1,{"$error":"#N/A"},9.0078942257438825,0.90078942257438832,0.91191435249504949,76.600805609584157,76.600805609584157,1]
[487,{"$f":"Budget!$M$19","v":3.7732916400000005},13.980947585110986,14.802947000156607,59.127115924800002,1,1,{"$error":"#N/A"},9.218555628867307,0.92185556288673076,0.91393954883471695,76.770922102116231,76.770922102116231,1]
[488,{"$f":"Budget!$M$19","v":3.7732916400000005},14.065484448423366,14.887483863468987,59.127115924800002,1,1,{"$error":"#N/A"},9.4284762289524338,0.94284762289524338,0.91595090732300277,76.93987621513223,76.93987621513223,1]
[489,{"$f":"Budget!$M$19","v":3.7732916400000005},14.149024419837293,14.971023834882914,59.127115924800002,1,1,{"$error":"#N/A"},9.6375975175848225,0.96375975175848227,0.91794794113418643,77.107627055271664,77.107627055271664,1]
[490,{"$f":"Budget!$M$19","v":3.7732916400000005},14.231539678580123,15.053539093625744,59.127115924800002,1,1,{"$error":"#N/A"},9.8458609167673217,0.98458609167673217,0.91993016994942023,77.274134275751294,77.274134275751294,1]
[491,{"$f":"Budget!$M$19","v":3.7732916400000005},14.313002507537067,15.135001922582688,59.127115924800002,1,1,{"$error":"#N/A"},10.053207790439785,1.0053207790439787,0.92189712000304647,77.4393580802559,77.4393580802559,1]
[492,{"$f":"Budget!$M$19","v":3.7732916400000005},14.393385300122834,15.215384715168454,59.127115924800002,1,1,{"$error":"#N/A"},10.259579456068082,1.0259579456068082,0.92384832412203721,77.603259226251126,77.603259226251126,1]
[493,{"$f":"Budget!$M$19","v":3.7732916400000005},14.472660567191173,15.294659982236794,59.127115924800002,1,1,{"$error":"#N/A"},10.464917196376916,1.0464917196376917,0.92578332175925726,77.765799027777604,77.765799027777604,1]
[494,{"$f":"Budget!$M$19","v":3.7732916400000005},14.550800944009172,15.372800359054793,59.127115924800002,1,1,{"$error":"#N/A"},10.669162271122559,1.0669162271122559,0.92770165901956492,77.926939357643448,77.926939357643448,1]
[495,{"$f":"Budget!$M$19","v":3.7732916400000005},14.627779197273657,15.449778612319278,59.127115924800002,1,1,{"$error":"#N/A"},10.87225592901865,1.087225592901865,0.92960288867983387,78.086642649106039,78.086642649106039,1]
[496,{"$f":"Budget!$M$19","v":3.7732916400000005},14.703568232180647,15.525567647226268,59.127115924800002,1,1,{"$error":"#N/A"},11.074139419729761,1.107413941972976,0.93148657020209658,78.244871896976107,78.244871896976107,1]
[497,{"$f":"Budget!$M$19","v":3.7732916400000005},14.778141099540893,15.600140514586514,59.127115924800002,1,1,{"$error":"#N/A"},11.274754005984278,1.1274754005984278,0.93335226974031948,78.401590658186834,78.401590658186834,1]
[498,{"$f":"Budget!$M$19","v":3.7732916400000005},14.851471002963354,15.673470418008975,59.127115924800002,1,1,{"$error":"#N/A"},11.474040975760147,1.1474040975760147,0.9351995601403994,78.556763051793553,78.556763051793553,1]
[499,{"$f":"Budget!$M$19","v":3.7732916400000005},14.923531306061012,15.745530721106633,59.127115924800002,1,1,{"$error":"#N/A"},11.671941654607394,1.1671941654607394,0.93702802093401161,78.710353758456975,78.710353758456975,1]
[500,{"$f":"Budget!$M$19","v":3.7732916400000005},14.994295539729979,15.8162949547756,59.127115924800002,1,1,{"$error":"#N/A"},11.868397418034192,1.1868397418034193,0.93883723832566446,78.862328019355814,78.862328019355814,1]
[501,{"$f":"Budget!$M$19","v":3.7732916400000005},15.063737409472726,15.885736824518347,59.127115924800002,1,1,{"$error":"#N/A"},12.063349704002178,1.206334970400218,0.94062680517343844,79.012651634568826,79.012651634568826,1]
[502,{"$f":"Budget!$M$19","v":3.7732916400000005},15.1318308027701,15.953830217815721,59.127115924800002,1,1,{"$error":"#N/A"},12.256740025545128,1.2256740025545128,0.94239632096358383,79.161290960941045,79.161290960941045,1]
[503,{"$f":"Budget!$M$19","v":3.7732916400000005},15.198549796506047,16.020549211551668,59.127115924800002,1,1,{"$error":"#N/A"},12.448509983451174,1.2448509983451175,0.94414539177849188,79.308212909393319,79.308212909393319,1]
[504,{"$f":"Budget!$M$19","v":3.7732916400000005},15.26386866444081,16.085868079486431,59.127115924800002,1,1,{"$error":"#N/A"},12.63860127907401,1.2638601279074011,0.94587363025870641,79.453384941731343,79.453384941731343,1]
[505,{"$f":"Budget!$M$19","v":3.7732916400000005},15.327761884732883,16.149761299778504,59.127115924800002,1,1,{"$error":"#N/A"},12.826955727218206,1.2826955727218206,0.94758065555854509,79.596775066917786,79.596775066917786,1]
[506,{"$f":"Budget!$M$19","v":3.7732916400000005},15.390204147527346,16.212203562572967,59.127115924800002,1,1,{"$error":"#N/A"},13.013515269133848,1.3013515269133848,0.94926609329573763,79.738351836841957,79.738351836841957,1]
[507,{"$f":"Budget!$M$19","v":3.7732916400000005},15.451170362566632,16.273169777612253,59.127115924800002,1,1,{"$error":"#N/A"},13.198221985633609,1.3198221985633609,0.95092957549528212,79.878084341603696,79.878084341603696,1]
[508,{"$f":"Budget!$M$19","v":3.7732916400000005},15.5106356668765,16.33263508192212,59.127115924800002,1,1,{"$error":"#N/A"},13.38101811026155,1.3381018110261551,0.9525707405269771,80.015942204266082,80.015942204266082,1]
[509,{"$f":"Budget!$M$19","v":3.7732916400000005},15.568575432494573,16.390574847540194,59.127115924800002,1,1,{"$error":"#N/A"},13.561846042614548,1.3561846042614549,0.95418923303764203,80.15189557516193,80.15189557516193,1]
[510,{"$f":"Budget!$M$19","v":3.7732916400000005},15.624965274243284,16.446964689288905,59.127115924800002,1,1,{"$error":"#N/A"},13.740648361701915,1.3740648361701915,0.95578470387710746,80.285915125677022,80.285915125677022,1]
[511,{"$f":"Budget!$M$19","v":3.7732916400000005},15.679781057564146,16.501780472609767,59.127115924800002,1,1,{"$error":"#N/A"},13.917367839483006,1.3917367839483008,0.95735681001934225,80.417972041624751,80.417972041624751,1]
[512,{"$f":"Budget!$M$19","v":3.7732916400000005},15.732998906398581,16.554998321444202,59.127115924800002,1,1,{"$error":"#N/A"},14.091947454418118,1.4091947454418119,0.95890521447737098,80.548038016099156,80.548038016099156,1]
[513,{"$f":"Budget!$M$19","v":3.7732916400000005},15.784595211112464,16.606594626158085,59.127115924800002,1,1,{"$error":"#N/A"},14.264330405180715,1.4264330405180716,0.96042958621343388,80.676085241928448,80.676085241928448,1]
[514,{"$f":"Budget!$M$19","v":3.7732916400000005},{"$f":"IF($D671-ABS($B$891)<0,0,$D671-ABS($B$891))","v":15.834546636481679},{"$f":"($I$154*$A671^6)+($J$154*$A671^5)+($K$154*$A671^4)+($L$154*$A671^3)+($M$154*$A671^2)+($N$154*$A671^1)+$O$154","v":16.6565460515273},{"$f":"IF(($E670-$B671+$D671>$E$157),$E$157,IF($E670-$B671+$D671<0,0,$E670-$B671+$D671))","v":59.127115924800002},{"$f":"E671/$E$157","v":1},{"$f":"IF(F671<=0.5,NA(),F671)","v":1},{"$f":"IF(F671>0.5,NA(),F671)","v":{"$error":"#N/A"}},{"$f":"($Q$154*$A671^6)+($R$154*$A671^5)+($S$154*$A671^4)+($T$154*$A671^3)+($U$154*$A671^2)+($V$154*$A671^1)+$W$154","v":14.434460124459974},{"$f":"I671*0.1","v":1.4434460124459976},0.96192960004389227,{"$f":"$C$6*K671","v":80.802086403686957},80.802086403686957,{"$f":"M671/L671","v":1}]
[{"$f":"A671+1","v":515},{"$f":"Budget!$M$19","v":3.7732916400000005},15.882830129723619,16.70482954476924,59.127115924800002,1,1,{"$error":"#N/A"},14.602280292818818,1.4602280292818819,0.96340493653872106,80.926014669252567,80.926014669252567,1]
[516,{"$f":"Budget!$M$19","v":3.7732916400000005},15.92942292857656,16.751422343622181,59.127115924800002,1,1,{"$error":"#N/A"},14.767734852720821,1.4767734852720822,{"$f":"IF(($Y$2+$Y$3*$I673+$Y$4*$I673^2)>1,1,($Y$2+$Y$3*$I673+$Y$4*$I673^2))","v":0.96485528191674119},81.047843681006256,81.047843681006256,1]
[517,{"$f":"Budget!$M$19","v":3.7732916400000005},15.974302569443115,16.796301984488736,59.127115924800002,1,1,{"$error":"#N/A"},14.930768022580423,1.4930768022580425,0.96628032793547014,81.167547546579499,81.167547546579499,1]
[518,{"$f":"Budget!$M$19","v":3.7732916400000005},16.017446895556692,16.839446310602312,59.127115924800002,1,1,{"$error":"#N/A"},15.091324310993571,1.5091324310993572,0.9676797717771386,81.285100829279642,81.285100829279642,1]
[519,{"$f":"Budget!$M$19","v":3.7732916400000005},16.058834065231469,16.88083348027709,59.127115924800002,1,1,{"$error":"#N/A"},15.249348530997736,1.5249348530997737,0.96905331592972366,81.400478538096792,{"$f":"IF(($C676-$B676>=0),IF($M675-$B676+$C676>$L676,$L676,$M675-$B676+$C676),IF($M675<$L676,IF($M675-$B676+$C676<0,0,$M675-$B676+$C676),IF($L676-$B676+$C676<0,0,$L676-$B676+$C676)))","v":81.400478538096792},1]
[520,{"$f":"Budget!$M$19","v":3.7732916400000005},16.098442560140729,16.92044197518635,59.127115924800002,1,1,{"$error":"#N/A"},15.404785814453817,1.5404785814453819,0.97040066806399361,81.513656117375461,81.513656117375461,1]
[521,{"$f":"Budget!$M$19","v":3.7732916400000005},16.13625119365857,16.958250608704191,59.127115924800002,1,1,{"$error":"#N/A"},15.557581626564172,1.5557581626564172,0.97172154090687335,81.624609436177366,81.624609436177366,1]
[522,{"$f":"Budget!$M$19","v":3.7732916400000005},16.172239119231921,16.994238534277542,59.127115924800002,1,1,{"$error":"#N/A"},15.707681780425787,1.5707681780425788,0.97301565211045038,81.733314777277826,81.733314777277826,1]
[523,{"$f":"Budget!$M$19","v":3.7732916400000005},16.206385838836088,17.028385253881709,59.127115924800002,1,1,{"$error":"#N/A"},15.855032451739305,1.5855032451739306,0.97428272411787542,81.839748825901538,81.839748825901538,1]
[524,{"$f":"Budget!$M$19","v":3.7732916400000005},16.238671211452118,17.060670626497739,59.127115924800002,1,1,{"$error":"#N/A"},15.99958019357382,1.5999580193573821,0.97552248402550046,81.943888658142043,81.943888658142043,1]
[525,{"$f":"Budget!$M$19","v":3.7732916400000005},16.269075461605258,17.091074876650879,59.127115924800002,1,1,{"$error":"#N/A"},16.141271951267186,1.6141271951267187,0.97673466344216253,82.045711729141658,82.045711729141658,1]
[526,{"$f":"Budget!$M$19","v":3.7732916400000005},16.297579187959503,17.119578603005124,59.127115924800002,1,1,{"$error":"#N/A"},16.280055077392433,1.6280055077392435,0.97791899834524143,82.145195861000275,82.145195861000275,1]
[527,{"$f":"Budget!$M$19","v":3.7732916400000005},16.32416337195632,17.146162787001941,59.127115924800002,1,1,{"$error":"#N/A"},16.415877346863908,1.641587734686391,0.97907522893435495,82.242319230485819,82.242319230485819,1]
[528,{"$f":"Budget!$M$19","v":3.7732916400000005},16.348809386492793,17.170808801538413,59.127115924800002,1,1,{"$error":"#N/A"},16.548686972093776,1.6548686972093778,0.98020309948217021,82.337060356502292,82.337060356502292,1]
[529,{"$f":"Budget!$M$19","v":3.7732916400000005},16.371499004688889,17.19349841973451,59.127115924800002,1,1,{"$error":"#N/A"},16.678432618288923,1.6678432618288923,0.98130235818334277,82.429398087400799,82.429398087400799,1]
[530,{"$f":"Budget!$M$19","v":3.7732916400000005},16.39221440864738,17.214213823693001,59.127115924800002,1,1,{"$error":"#N/A"},16.805063418825739,1.6805063418825741,0.98237275700130999,82.519311588110043,82.519311588110043,1]
[531,{"$f":"Budget!$M$19","v":3.7732916400000005},16.410938198322146,17.232937613367767,59.127115924800002,1,1,{"$error":"#N/A"},16.928528990731877,1.6928528990731877,0.98341405151344152,82.606780327129087,82.606780327129087,1]
[532,{"$f":"Budget!$M$19","v":3.7732916400000005},16.427653400407241,17.249652815452862,59.127115924800002,1,1,{"$error":"#N/A"},17.048779450272036,1.7048779450272038,0.98442600075479492,82.691784063402778,82.691784063402778,1]
[533,{"$f":"Budget!$M$19","v":3.7732916400000005},16.442343477260795,17.264342892306416,59.127115924800002,1,1,{"$error":"#N/A"},17.165765428602242,1.7165765428602242,0.98540836706044754,82.774302833077599,82.774302833077599,1]
[534,{"$f":"Budget!$M$19","v":3.7732916400000005},16.454992335925954,17.276991750971575,59.127115924800002,1,1,{"$error":"#N/A"},17.279438087574192,1.7279438087574193,0.98636091590737707,82.854316936219675,82.854316936219675,1]
[535,{"$f":"Budget!$M$19","v":3.7732916400000005},16.465584337156532,17.287583752202153,59.127115924800002,1,1,{"$error":"#N/A"},17.389749135604802,1.7389749135604804,0.98728341575545842,82.93180692345851,82.93180692345851,1]
[536,{"$f":"Budget!$M$19","v":3.7732916400000005},16.474104304528897,17.296103719574518,59.127115924800002,1,1,{"$error":"#N/A"},17.496650843650002,1.7496650843650003,0.98817563788820839,83.006753582609505,83.006753582609505,1]
[537,{"$f":"Budget!$M$19","v":3.7732916400000005},16.480537533573273,17.302536948618894,59.127115924800002,1,1,{"$error":"#N/A"},17.600096061268914,1.7600096061268915,0.98903735625345457,83.079137925290183,83.079137925290183,1]
[538,{"$f":"Budget!$M$19","v":3.7732916400000005},16.484869800980977,17.306869216026598,59.127115924800002,1,1,{"$error":"#N/A"},17.700038232828376,1.7700038232828377,0.98986834730465834,83.148941173591297,83.148941173591297,1]
[539,{"$f":"Budget!$M$19","v":3.7732916400000005},16.487087373847732,17.309086788893353,59.127115924800002,1,1,{"$error":"#N/A"},17.796431413742027,1.7796431413742029,0.99066838984232197,83.216144746755049,83.216144746755049,1]
[540,{"$f":"Budget!$M$19","v":3.7732916400000005},16.487177018973757,17.309176434019378,59.127115924800002,1,1,{"$error":"#N/A"},17.889230286870088,1.7889230286870088,0.99143726485684591,83.280730247975058,83.280730247975058,1]
[541,{"$f":"Budget!$M$19","v":3.7732916400000005},16.485126012217126,17.307125427262747,59.127115924800002,1,1,{"$error":"#N/A"},17.978390178987922,1.7978390178987924,0.9921747553724044,83.342679451281967,83.342679451281967,1]
[542,{"$f":"Budget!$M$19","v":3.7732916400000005},16.480922147883366,17.302921562928987,59.127115924800002,1,1,{"$error":"#N/A"},18.063867077343161,1.8063867077343163,0.99288064629232742,83.401974288555508,83.401974288555508,1]
[543,{"$f":"Budget!$M$19","v":3.7732916400000005},16.474553748183258,17.296553163228879,59.127115924800002,1,1,{"$error":"#N/A"},18.145617646350445,1.8145617646350445,0.99355472424673774,83.458596836725974,83.458596836725974,1]
[544,{"$f":"Budget!$M$19","v":3.7732916400000005},16.466009672733538,17.288009087779159,59.127115924800002,1,1,{"$error":"#N/A"},18.223599244332547,1.8223599244332549,0.99419677744202772,83.512529305130329,83.512529305130329,1]
[545,{"$f":"Budget!$M$19","v":3.7732916400000005},16.455279328111647,17.277278743157268,59.127115924800002,1,1,{"$error":"#N/A"},18.297769940424928,1.8297769940424928,0.99480659551349204,83.563754023133328,83.563754023133328,1]
[546,{"$f":"Budget!$M$19","v":3.7732916400000005},16.442352677448287,17.264352092493908,59.127115924800002,1,1,{"$error":"#N/A"},18.368088531521778,1.8368088531521778,0.99538396938045981,83.61225342795862,83.61225342795862,1]
[547,{"$f":"Budget!$M$19","v":3.7732916400000005},16.42722025008938,17.249219665135001,59.127115924800002,1,1,{"$error":"#N/A"},18.434514559350646,1.8434514559350648,0.99592869110500704,83.658010052820586,83.658010052820586,1]
[548,{"$f":"Budget!$M$19","v":3.7732916400000005},16.409873151302538,17.231872566348159,59.127115924800002,1,1,{"$error":"#N/A"},18.497008327649212,1.8497008327649214,0.99644055375438856,83.701006515368633,83.701006515368633,1]
[549,{"$f":"Budget!$M$19","v":3.7732916400000005},16.390303072013712,17.212302487059333,59.127115924800002,1,1,{"$error":"#N/A"},18.555530919406635,1.8555530919406635,0.99691935126725373,83.741225506449311,83.741225506449311,1]
[550,{"$f":"Budget!$M$19","v":3.7732916400000005},16.368502298637583,17.190501713683204,59.127115924800002,1,1,{"$error":"#N/A"},18.610044214270147,1.8610044214270147,0.99736487832483667,83.778649779286283,83.778649779286283,1]
[551,{"$f":"Budget!$M$19","v":3.7732916400000005},16.344463722914629,17.16646313796025,59.127115924800002,1,1,{"$error":"#N/A"},18.660510905978583,1.8660510905978585,0.99777693022637215,83.813262139015265,83.813262139015265,1]
[552,{"$f":"Budget!$M$19","v":3.7732916400000005},16.318180851826629,17.14018026687225,59.127115924800002,1,1,{"$error":"#N/A"},18.706894519942693,1.8706894519942694,0.99815530277008901,83.845045432687471,83.845045432687471,1]
[553,{"$f":"Budget!$M$19","v":3.7732916400000005},16.289647817547564,17.111647232593185,59.127115924800002,1,1,{"$error":"#N/A"},18.749159430902125,1.8749159430902127,0.99849979213959839,83.873982539726271,83.873982539726271,1]
[554,{"$f":"Budget!$M$19","v":3.7732916400000005},16.258859387459712,17.080858802505333,59.127115924800002,1,1,{"$error":"#N/A"},18.787270880697918,1.8787270880697919,0.99881019479637823,83.900056362895768,83.900056362895768,1]
[555,{"$f":"Budget!$M$19","v":3.7732916400000005},16.225810974203672,17.047810389249292,59.127115924800002,1,1,{"$error":"#N/A"},18.821194996139297,1.8821194996139299,0.99908630737857129,83.923249819799992,83.923249819799992,1]
[556,{"$f":"Budget!$M$19","v":3.7732916400000005},16.190498645792832,17.012498060838453,59.127115924800002,1,1,{"$error":"#N/A"},18.850898806939256,1.8850898806939256,0.99932792660628444,83.943545834927889,83.943545834927889,1]
[557,{"$f":"Budget!$M$19","v":3.7732916400000005},16.152919135770805,16.974918550816426,59.127115924800002,1,1,{"$error":"#N/A"},18.876350263817812,1.8876350263817814,0.99953484919458879,83.960927332345463,83.960927332345463,1]
[558,{"$f":"Budget!$M$19","v":3.7732916400000005},16.113069853426982,16.935069268472603,59.127115924800002,1,1,{"$error":"#N/A"},18.897518256631088,1.889751825663109,0.99970687177346618,83.975377228971155,83.975377228971155,1]
[559,{"$f":"Budget!$M$19","v":3.7732916400000005},16.070948894043187,16.892948309088808,59.127115924800002,1,1,{"$error":"#N/A"},18.914372632640095,1.8914372632640095,0.99984379081603125,83.986878428546632,83.986878428546632,1]
[560,{"$f":"Budget!$M$19","v":3.7732916400000005},16.026555049228381,16.848554464274002,59.127115924800002,1,1,{"$error":"#N/A"},18.926884214886513,1.8926884214886515,0.99994540257516307,83.9954138163137,83.9954138163137,1]
[561,{"$f":"Budget!$M$19","v":3.7732916400000005},15.97988781726092,16.801887232306541,59.127115924800002,1,1,{"$error":"#N/A"},18.935024820629735,1.8935024820629736,1,84,84,1]
[562,{"$f":"Budget!$M$19","v":3.7732916400000005},15.930947413508751,16.752946828554371,59.127115924800002,1,1,{"$error":"#N/A"},18.938767279911531,1.8938767279911533,1,84,84,1]
[563,{"$f":"Budget!$M$19","v":3.7732916400000005},15.87973478089889,16.70173419594451,59.127115924800002,1,1,{"$error":"#N/A"},18.938085454237125,1.8938085454237126,1,84,84,1]
[564,{"$f":"Budget!$M$19","v":3.7732916400000005},15.826251600425838,16.648251015471459,59.127115924800002,1,1,{"$error":"#N/A"},18.932954255283278,1.8932954255283279,0.99999469131585628,83.999554070531929,83.999554070531929,1]
[565,{"$f":"Budget!$M$19","v":3.7732916400000005},15.770500301712151,16.592499716757771,59.127115924800002,1,1,{"$error":"#N/A"},18.923349663808835,1.8923349663808837,0.99991669943061545,83.993002752171691,83.993002752171691,1]
[566,{"$f":"Budget!$M$19","v":3.7732916400000005},15.712484073636762,16.534483488682383,59.127115924800002,1,1,{"$error":"#N/A"},18.909248748583821,1.8909248748583822,0.99980217075032318,83.983382343027145,83.983382343027145,1]
[567,{"$f":"Budget!$M$19","v":3.7732916400000005},15.652206874993244,16.474206290038865,59.127115924800002,1,1,{"$error":"#N/A"},18.890629685438853,1.8890629685438853,0.99965089899419235,83.970675515512156,83.970675515512156,1]
[568,{"$f":"Budget!$M$19","v":3.7732916400000005},15.589673445205296,16.411672860250917,59.127115924800002,1,1,{"$error":"#N/A"},18.86747177642917,1.886747177642917,0.9994626775025236,83.954864910211981,83.954864910211981,1]
[569,{"$f":"Budget!$M$19","v":3.7732916400000005},15.524889315098694,16.346888730144315,59.127115924800002,1,1,{"$error":"#N/A"},18.83975546909204,1.8839755469092041,0.99923729926670901,83.935933138403556,83.935933138403556,1]
[570,{"$f":"Budget!$M$19","v":3.7732916400000005},15.457860817720832,16.279860232766453,59.127115924800002,1,1,{"$error":"#N/A"},18.807462375802061,1.8807462375802062,0.9989745569716435,83.913862785618051,83.913862785618051,1]
[571,{"$f":"Budget!$M$19","v":3.7732916400000005},15.388595099205748,16.210594514251369,59.127115924800002,1,1,{"$error":"#N/A"},18.770575293205923,1.8770575293205924,0.99867424305080499,83.888636416267616,83.888636416267616,1]
[572,{"$f":"Budget!$M$19","v":3.7732916400000005},15.317100129697952,16.139099544743573,59.127115924800002,1,1,{"$error":"#N/A"},18.729078221791156,1.8729078221791156,0.99833614975484419,83.860236579406916,83.860236579406916,1]
[573,{"$f":"Budget!$M$19","v":3.7732916400000005},15.24338471431712,16.065384129362741,59.127115924800002,1,1,{"$error":"#N/A"},18.68295638553036,1.868295638553036,0.99796006923360669,83.828645815622963,83.828645815622963,1]
[574,{"$f":"Budget!$M$19","v":3.7732916400000005},15.167458504186744,15.989457919232365,59.127115924800002,1,1,{"$error":"#N/A"},18.632196251636117,1.8632196251636117,0.99754579363227536,83.793846665111133,83.793846665111133,1]
[575,{"$f":"Budget!$M$19","v":3.7732916400000005},15.089332007501714,15.911331422547335,59.127115924800002,1,1,{"$error":"#N/A"},18.576785550411046,1.8576785550411046,0.99709311520189148,83.755821676958888,83.755821676958888,1]
[576,{"$f":"Budget!$M$19","v":3.7732916400000005},15.009016600647005,15.831016015692626,59.127115924800002,1,1,{"$error":"#N/A"},18.516713295188254,1.8516713295188254,0.99660182642461137,83.714553419667354,83.714553419667354,1]
[577,{"$f":"Budget!$M$19","v":3.7732916400000005},14.92652453938361,15.748523954429231,59.127115924800002,1,1,{"$error":"#N/A"},18.451969802388476,1.8451969802388477,0.99607172015429446,83.670024492960735,83.670024492960735,1]
[578,{"$f":"Budget!$M$19","v":3.7732916400000005},{"$f":"IF($D735-ABS($B$891)<0,0,$D735-ABS($B$891))","v":14.841868970057948},{"$f":"($I$154*$A735^6)+($J$154*$A735^5)+($K$154*$A735^4)+($L$154*$A735^3)+($M$154*$A735^2)+($N$154*$A735^1)+$O$154","v":15.663868385103569},{"$f":"IF(($E734-$B735+$D735>$E$157),$E$157,IF($E734-$B735+$D735<0,0,$E734-$B735+$D735))","v":59.127115924800002},{"$f":"E735/$E$157","v":1},{"$f":"IF(F735<=0.5,NA(),F735)","v":1},{"$f":"IF(F735>0.5,NA(),F735)","v":{"$error":"#N/A"}},{"$f":"($Q$154*$A735^6)+($R$154*$A735^5)+($S$154*$A735^4)+($T$154*$A735^3)+($U$154*$A735^2)+($V$154*$A735^1)+$W$154","v":18.382546711659984},{"$f":"I735*0.1","v":1.8382546711659984},0.99550258977252382,{"$f":"$C$6*K735","v":83.622217540891995},83.622217540891995,{"$f":"M735/L735","v":1}]
[{"$f":"A735+1","v":579},{"$f":"Budget!$M$19","v":3.7732916400000005},14.755063940879115,15.577063355924736,59.127115924800002,1,1,{"$error":"#N/A"},18.30843700614281,1.830843700614281,0.99489422936077787,83.571115266305341,83.571115266305341,1]
[580,{"$f":"Budget!$M$19","v":3.7732916400000005},14.666124413253659,15.48812382829928,59.127115924800002,1,1,{"$error":"#N/A"},18.229635032789929,1.822963503278993,{"$f":"IF(($Y$2+$Y$3*$I737+$Y$4*$I737^2)>1,1,($Y$2+$Y$3*$I737+$Y$4*$I737^2))","v":0.99424643388856637},83.516700446639575,83.516700446639575,1]
[581,{"$f":"Budget!$M$19","v":3.7732916400000005},14.575066273152789,15.39706568819841,59.127115924800002,1,1,{"$error":"#N/A"},18.14613652284703,1.8146136522847032,0.99355899941872683,83.458955951173053,83.458955951173053,1]
[582,{"$f":"Budget!$M$19","v":3.7732916400000005},14.481906342540913,15.303905757586534,59.127115924800002,1,1,{"$error":"#N/A"},18.057938612343492,1.8057938612343492,0.99283172332902891,83.397864759638423,83.397864759638423,1]
[583,{"$f":"Budget!$M$19","v":3.7732916400000005},14.386662390852212,15.208661805897833,59.127115924800002,1,1,{"$error":"#N/A"},17.965039862801632,1.7965039862801633,0.99206440455213296,83.333409982379166,{"$f":"IF(($C740-$B740>=0),IF($M739-$B740+$C740>$L740,$L740,$M739-$B740+$C740),IF($M739<$L740,IF($M739-$B740+$C740<0,0,$M739-$B740+$C740),IF($L740-$B740+$C740<0,0,$L740-$B740+$C740)))","v":83.333409982379166},1]
[584,{"$f":"Budget!$M$19","v":3.7732916400000005},14.289353146518,15.111352561563621,59.127115924800002,1,1,{"$error":"#N/A"},17.867440281934762,1.7867440281934763,0.99125684383236001,83.265574881918241,83.265574881918241,1]
[585,{"$f":"Budget!$M$19","v":3.7732916400000005},14.189998308551839,15.01199772359746,59.127115924800002,1,1,{"$error":"#N/A"},17.765141344514973,1.7765141344514974,0.99040884400109008,83.19434289609157,83.19434289609157,1]
[586,{"$f":"Budget!$M$19","v":3.7732916400000005},14.088618558164359,14.91061797320998,59.127115924800002,1,1,{"$error":"#N/A"},17.658146013291287,1.7658146013291287,0.98952021027012993,83.119697662690911,83.119697662690911,1]
[587,{"$f":"Budget!$M$19","v":3.7732916400000005},13.985235570456911,14.807234985502532,59.127115924800002,1,1,{"$error":"#N/A"},17.54645876004912,1.7546458760049122,0.98859075054411305,83.041623045705492,83.041623045705492,1]
[588,{"$f":"Budget!$M$19","v":3.7732916400000005},13.879872026149616,14.701871441195237,59.127115924800002,1,1,{"$error":"#N/A"},17.430085586754899,1.74300855867549,0.9876202757517728,82.960103163148915,82.960103163148915,1]
[589,{"$f":"Budget!$M$19","v":3.7732916400000005},13.772551623352445,14.594551038398066,59.127115924800002,1,1,{"$error":"#N/A"},17.309034046788554,1.7309034046788554,0.98660860019640051,82.875122416497646,82.875122416497646,1]
[590,{"$f":"Budget!$M$19","v":3.7732916400000005},13.663299089409225,14.485298504454846,59.127115924800002,1,1,{"$error":"#N/A"},17.1833132662764,1.7183313266276401,0.98555554192587258,82.786665521773301,82.786665521773301,1]
[591,{"$f":"Budget!$M$19","v":3.7732916400000005},13.552140192776836,14.374139607822457,59.127115924800002,1,1,{"$error":"#N/A"},17.052933965541627,1.7052933965541628,0.98446092312266209,82.694717542303621,82.694717542303621,1]
[592,{"$f":"Budget!$M$19","v":3.7732916400000005},13.439101754951526,14.261101169997147,59.127115924800002,1,1,{"$error":"#N/A"},16.917908480629364,1.6917908480629364,0.98332457051372757,82.599263923153117,82.599263923153117,1]
[593,{"$f":"Budget!$M$19","v":3.7732916400000005},13.324211662462847,14.146211077508468,59.127115924800002,1,1,{"$error":"#N/A"},16.778250784974261,1.6778250784974262,0.98214631580109335,82.500290527291838,82.500290527291838,1]
[594,{"$f":"Budget!$M$19","v":3.7732916400000005},13.207498878898509,14.02949829394413,59.127115924800002,1,1,{"$error":"#N/A"},16.633976511103185,1.6633976511103186,0.98092599611244813,82.397783673445645,82.397783673445645,1]
[595,{"$f":"Budget!$M$19","v":3.7732916400000005},13.088993456999408,13.910992872045028,59.127115924800002,1,1,{"$error":"#N/A"},16.48510297247924,1.648510297247924,0.97966345447286407,82.291730175720588,82.291730175720588,1]
[596,{"$f":"Budget!$M$19","v":3.7732916400000005},12.968726550784385,13.790725965830006,59.127115924800002,1,1,{"$error":"#N/A"},16.331649185452477,1.6331649185452477,0.97835854029755054,82.182117384994243,82.182117384994243,1]
[597,{"$f":"Budget!$M$19","v":3.7732916400000005},12.846730427745758,13.668729842791379,59.127115924800002,1,1,{"$error":"#N/A"},16.173635891277911,1.6173635891277911,0.97701110990548479,82.068933232060715,82.068933232060715,1]
[598,{"$f":"Budget!$M$19","v":3.7732916400000005},12.723038481088356,13.545037896133977,59.127115924800002,1,1,{"$error":"#N/A"},16.011085578270581,1.6011085578270583,0.97562102705468112,81.952166272593217,81.952166272593217,1]
[599,{"$f":"Budget!$M$19","v":3.7732916400000005},12.597685241994942,13.419684657040563,59.127115924800002,1,1,{"$error":"#N/A"},15.844022504014902,1.5844022504014903,0.97418816349853887,81.83180573387726,81.83180573387726,1]
[600,{"$f":"Budget!$M$19","v":3.7732916400000005},12.470706392010005,13.292705807055626,59.127115924800002,1,1,{"$error":"#N/A"},15.672472717702249,1.567247271770225,0.97271239956402733,81.707841563378295,81.707841563378295,1]
[601,{"$f":"Budget!$M$19","v":3.7732916400000005},12.34213877536688,13.164138190412501,59.127115924800002,1,1,{"$error":"#N/A"},15.496464082589796,1.5496464082589796,0.97119362475176563,81.580264479148312,81.580264479148312,1]
[602,{"$f":"Budget!$M$19","v":3.7732916400000005},12.212020411489778,13.034019826535399,59.127115924800002,1,1,{"$error":"#N/A"},15.316026298485099,1.5316026298485099,0.96963173835725824,81.449066022009688,81.449066022009688,1]
[603,{"$f":"Budget!$M$19","v":3.7732916400000005},12.080390507442889,12.90238992248851,59.127115924800002,1,1,{"$error":"#N/A"},15.131190924428893,1.5131190924428894,0.9680266501148469,81.314238609647134,81.314238609647134,1]
[604,{"$f":"Budget!$M$19","v":3.7732916400000005},11.947289470483344,12.769288885528965,59.127115924800002,1,1,{"$error":"#N/A"},14.941991401380733,1.4941991401380734,0.96637828086273614,81.175775592469833,81.175775592469833,1]
[605,{"$f":"Budget!$M$19","v":3.7732916400000005},11.812758920659366,12.634758335704987,59.127115924800002,1,1,{"$error":"#N/A"},14.748463075066752,1.4748463075066753,0.96468656323049673,81.033671311361729,81.033671311361729,1]
[606,{"$f":"Budget!$M$19","v":3.7732916400000005},11.676841703443262,12.498841118488883,59.127115924800002,1,1,{"$error":"#N/A"},14.550643218942923,1.4550643218942925,0.96295144234864838,80.88792115728647,80.88792115728647,1]
[607,{"$f":"Budget!$M$19","v":3.7732916400000005},11.539581902433401,12.361581317479022,59.127115924800002,1,1,{"$error":"#N/A"},14.34857105713445,1.4348571057134452,0.9611728765790778,80.738521632642531,80.738521632642531,1]
[608,{"$f":"Budget!$M$19","v":3.7732916400000005},11.401024852087108,12.223024267132729,59.127115924800002,1,1,{"$error":"#N/A"},14.142287787658802,1.4142287787658803,0.95935083826893475,80.585470414590517,80.585470414590517,1]
[609,{"$f":"Budget!$M$19","v":3.7732916400000005},11.261217150524647,12.083216565570268,59.127115924800002,1,1,{"$error":"#N/A"},13.931836605598846,1.3931836605598846,0.95748531452501495,80.428766420101255,80.428766420101255,1]
[610,{"$f":"Budget!$M$19","v":3.7732916400000005},11.120206672372934,11.942206087418555,59.127115924800002,1,1,{"$error":"#N/A"},13.717262726451736,1.3717262726451738,0.95557630801050542,80.268409872882458,80.268409872882458,1]
[611,{"$f":"Budget!$M$19","v":3.7732916400000005},10.978042581653643,11.800041996699264,59.127115924800002,1,1,{"$error":"#N/A"},13.49861340951054,1.349861340951054,0.95362383776270154,80.104402372066929,80.104402372066929,1]
[612,{"$f":"Budget!$M$19","v":3.7732916400000005},10.834775344744845,11.656774759790466,59.127115924800002,1,1,{"$error":"#N/A"},13.275937981483935,1.3275937981483936,0.95162794003336926,79.936746962803014,79.936746962803014,1]
[613,{"$f":"Budget!$M$19","v":3.7732916400000005},10.690456743355373,11.512456158400994,59.127115924800002,1,1,{"$error":"#N/A"},13.049287859984815,1.3049287859984817,0.94958866914826845,79.765448208454544,79.765448208454544,1]
[614,{"$f":"Budget!$M$19","v":3.7732916400000005},10.545139887594832,11.367139302640453,59.127115924800002,1,1,{"$error":"#N/A"},12.818716577395548,1.281871657739555,0.94750609839016131,79.590512264773551,79.590512264773551,1]
[615,{"$f":"Budget!$M$19","v":3.7732916400000005},10.398879229064693,11.220878644110314,59.127115924800002,1,1,{"$error":"#N/A"},12.584279804576113,1.2584279804576113,0.94538032090027369,79.411946955622994,79.411946955622994,1]
[616,{"$f":"Budget!$M$19","v":3.7732916400000005},10.251730574002881,11.073729989048502,59.127115924800002,1,1,{"$error":"#N/A"},12.346035374863277,1.2346035374863278,0.94321145060195211,79.229761850563975,79.229761850563975,1]
[617,{"$f":"Budget!$M$19","v":3.7732916400000005},10.10375109647639,10.925750511522011,59.127115924800002,1,1,{"$error":"#N/A"},12.104043308036808,1.2104043308036809,0.94099962314328145,79.043968344035648,79.043968344035648,1]
[618,{"$f":"Budget!$M$19","v":3.7732916400000005},9.9549993516595698,10.776998766705191,59.127115924800002,1,1,{"$error":"#N/A"},11.858365834480196,1.1858365834480196,0.93874499686037172,78.854579736271219,78.854579736271219,1]
[619,{"$f":"Budget!$M$19","v":3.7732916400000005},9.8055352891098444,10.627534704155465,59.127115924800002,1,1,{"$error":"#N/A"},11.609067419398798,1.1609067419398797,0.93644775375968314,78.661611315813389,78.661611315813389,1]
[620,{"$f":"Budget!$M$19","v":3.7732916400000005},9.6554202661205757,10.477419681166197,59.127115924800002,1,1,{"$error":"#N/A"},11.356214787082763,1.1356214787082763,0.93410810051884285,78.465080443582806,78.465080443582806,1]
[621,{"$f":"Budget!$M$19","v":3.7732916400000005},9.5047170611374447,10.326716476183066,59.127115924800002,1,1,{"$error":"#N/A"},11.099876945419169,1.1099876945419169,0.93172626950737458,78.265006638619468,78.265006638619468,1]
[622,{"$f":"Budget!$M$19","v":3.7732916400000005},9.3534898871998458,10.175489302245467,59.127115924800002,1,1,{"$error":"#N/A"},10.840125210315705,1.0840125210315705,0.92930251982372791,78.061411665193148,78.061411665193148,1]
[623,{"$f":"Budget!$M$19","v":3.7732916400000005},9.2018044054501793,10.0238038204958,59.127115924800002,1,1,{"$error":"#N/A"},10.577033230386178,1.0577033230386179,0.92683713835130221,77.85431962150939,77.85431962150939,1]
[624,{"$f":"Budget!$M$19","v":3.7732916400000005},9.0497277386919741,9.871727153737595,59.127115924800002,1,1,{"$error":"#N/A"},10.31067701165523,1.0310677011655229,0.92433044083063742,77.643757029773539,77.643757029773539,1]
[625,{"$f":"Budget!$M$19","v":3.7732916400000005},8.89732848498058,9.719327900026201,59.127115924800002,1,1,{"$error":"#N/A"},10.041134942325129,1.0041134942325129,0.92178277294753264,77.429752927592745,77.429752927592745,1]
[626,{"$f":"Budget!$M$19","v":3.7732916400000005},8.744676731298302,9.5666761463439229,59.127115924800002,1,1,{"$error":"#N/A"},9.7684878177553855,0.97684878177553858,0.9191945114378437,77.212338960778865,77.212338960778865,1]
[627,{"$f":"Budget!$M$19","v":3.7732916400000005},8.5918440672377194,9.4138434822833403,59.127115924800002,1,1,{"$error":"#N/A"},9.4928188654375845,0.94928188654375845,0.91656606520619999,76.991549477320802,76.991549477320802,1]
[628,{"$f":"Budget!$M$19","v":3.7732916400000005},8.4389035987861014,9.2609030138317223,59.127115924800002,1,1,{"$error":"#N/A"},9.2142137701301863,0.92142137701301863,0.91389787645942799,76.767421622591954,76.767421622591954,1]
[629,{"$f":"Budget!$M$19","v":3.7732916400000005},8.2859299621104476,9.1079293771560685,59.127115924800002,1,1,{"$error":"#N/A"},8.9327606990461845,0.8932760699046185,0.91119042185286026,76.539995435640265,76.539995435640265,1]
[630,{"$f":"Budget!$M$19","v":3.7732916400000005},8.1329993374219391,8.9549987524675601,59.127115924800002,1,1,{"$error":"#N/A"},8.6485503271956077,0.86485503271956077,0.90844421364964367,76.309313946570072,76.309313946570072,1]
[631,{"$f":"Budget!$M$19","v":3.7732916400000005},7.9801894628956971,8.8021888779413189,59.127115924800002,1,1,{"$error":"#N/A"},8.3616758627716763,0.8361675862771677,0.90565980089107356,76.075423274850181,76.075423274850181,1]
[632,{"$f":"Budget!$M$19","v":3.7732916400000005},7.8275796486170917,8.6495790636627135,59.127115924800002,1,1,{"$error":"#N/A"},8.0722330726968039,0.80722330726968039,0.90283777057811476,75.838372728561637,75.838372728561637,1]
[633,{"$f":"Budget!$M$19","v":3.7732916400000005},7.6752507905996081,8.4972502056452299,59.127115924800002,1,1,{"$error":"#N/A"},7.7803203081884931,0.77803203081884931,0.89997874886173779,75.598214904385969,75.598214904385969,1]
[634,{"$f":"Budget!$M$19","v":3.7732916400000005},7.5232853848402952,8.345284799885917,59.127115924800002,1,1,{"$error":"#N/A"},7.4860385304926922,0.74860385304926924,0.89708340224243632,75.35500578836465,75.35500578836465,1]
[635,{"$f":"Budget!$M$19","v":3.7732916400000005},7.3717675414364576,8.1937669564820794,59.127115924800002,1,1,{"$error":"#N/A"},7.1894913367056006,0.71894913367056013,0.89415243877704098,75.108804857271437,75.108804857271437,1]
[636,{"$f":"Budget!$M$19","v":3.7732916400000005},7.2207829987460057,8.0427824137916275,59.127115924800002,1,1,{"$error":"#N/A"},6.8907849856555003,0.68907849856555003,0.89118660929136151,74.859675180474369,74.859675180474369,1]
[637,{"$f":"Budget!$M$19","v":3.7732916400000005},7.070419137601152,7.8924185526467738,59.127115924800002,1,1,{"$error":"#N/A"},6.590028423906233,0.65900284239062334,0.88818670859802473,74.607683522234083,74.607683522234083,1]
[638,{"$f":"Budget!$M$19","v":3.7732916400000005},6.9207649955773034,7.7427644106229252,59.127115924800002,1,1,{"$error":"#N/A"},6.2873333119142671,0.62873333119142671,0.88515357671853645,74.352900444357061,74.352900444357061,1]
[639,{"$f":"Budget!$M$19","v":3.7732916400000005},6.7719112812922502,7.593910696337872,59.127115924800002,1,1,{"$error":"#N/A"},5.9828140501895177,0.59828140501895177,0.88208810010671246,74.09540040896384,74.09540040896384,1]
[640,{"$f":"Budget!$M$19","v":3.7732916400000005},6.6239503887847659,7.4459498038303877,59.127115924800002,1,1,{"$error":"#N/A"},5.676587805590998,0.5676587805590998,0.87899121287335447,73.835261881361774,73.835261881361774,1]
[641,{"$f":"Budget!$M$19","v":3.7732916400000005},6.4769764119374882,7.29897582698311,59.127115924800002,1,1,{"$error":"#N/A"},5.3687745377816327,0.53687745377816332,0.87586389801094278,73.572567432919186,73.572567432919186,1]
[642,{"$f":"Budget!$M$19","v":3.7732916400000005},{"$f":"IF($D799-ABS($B$891)<0,0,$D799-ABS($B$891))","v":6.3310851589140666},{"$f":"($I$154*$A799^6)+($J$154*$A799^5)+($K$154*$A799^4)+($L$154*$A799^3)+($M$154*$A799^2)+($N$154*$A799^1)+$O$154","v":7.1530845739596884},{"$f":"IF(($E798-$B799+$D799>$E$157),$E$157,IF($E798-$B799+$D799<0,0,$E798-$B799+$D799))","v":59.127115924800002},{"$f":"E799/$E$157","v":1},{"$f":"IF(F799<=0.5,NA(),F799)","v":1},{"$f":"IF(F799>0.5,NA(),F799)","v":{"$error":"#N/A"}},{"$f":"($Q$154*$A799^6)+($R$154*$A799^5)+($S$154*$A799^4)+($T$154*$A799^3)+($U$154*$A799^2)+($V$154*$A799^1)+$W$154","v":5.0594970256910301},{"$f":"I799*0.1","v":0.50594970256910299},0.87270718861526442,{"$f":"$C$6*K799","v":73.307403843682209},73.307403843682209,{"$f":"M799/L799","v":1}]
[{"$f":"A799+1","v":643},{"$f":"Budget!$M$19","v":3.7732916400000005},6.1863741667034615,7.0083735817490833,59.127115924800002,1,1,{"$error":"#N/A"},4.7488808941400293,0.47488808941400296,0.86952216910390667,73.039862204728166,73.039862204728166,1]
[644,{"$f":"Budget!$M$19","v":3.7732916400000005},6.0429427156827442,6.864942130728366,59.127115924800002,1,1,{"$error":"#N/A"},4.4370546405162941,0.44370546405162942,{"$f":"IF(($Y$2+$Y$3*$I801+$Y$4*$I801^2)>1,1,($Y$2+$Y$3*$I801+$Y$4*$I801^2))","v":0.86630997642880492},72.770038020019612,72.770038020019612,1]
[645,{"$f":"Budget!$M$19","v":3.7732916400000005},5.9008918442244633,6.7228912592700851,59.127115924800002,1,1,{"$error":"#N/A"},4.1241496616329414,0.41241496616329415,0.86307180128243455,72.498031307724503,72.498031307724503,1]
[646,{"$f":"Budget!$M$19","v":3.7732916400000005},5.7603243633814598,6.5823237784270816,59.127115924800002,1,1,{"$error":"#N/A"},3.8103002805589767,0.3810300280558977,0.85980888929364263,72.223946700665977,72.223946700665977,1]
[647,{"$f":"Budget!$M$19","v":3.7732916400000005},5.621344871590952,6.4433442866365738,59.127115924800002,1,1,{"$error":"#N/A"},3.4956437736677799,0.34956437736677803,0.85652254221374702,71.947893545954756,{"$f":"IF(($C804-$B804>=0),IF($M803-$B804+$C804>$L804,$L804,$M803-$B804+$C804),IF($M803<$L804,IF($M803-$B804+$C804<0,0,$M803-$B804+$C804),IF($L804-$B804+$C804<0,0,$L804-$B804+$C804)))","v":71.947893545954756},1]
[648,{"$f":"Budget!$M$19","v":3.7732916400000005},5.4840597694539381,6.3060591844995599,59.127115924800002,1,1,{"$error":"#N/A"},3.1803203977300427,0.31803203977300432,0.85321411908913369,71.669986003487224,71.669986003487224,1]
[649,{"$f":"Budget!$M$19","v":3.7732916400000005},5.3485772745508369,6.1705766895964587,59.127115924800002,1,1,{"$error":"#N/A"},2.8644734171059554,0.28644734171059555,0.84988503741885324,71.390343143183671,71.390343143183671,1]
[650,{"$f":"Budget!$M$19","v":3.7732916400000005},5.2150074363226109,6.0370068513682327,59.127115924800002,1,1,{"$error":"#N/A"},2.5482491310240221,0.25482491310240224,0.84653677429494367,71.109089040775274,71.109089040775274,1]
[651,{"$f":"Budget!$M$19","v":3.7732916400000005},5.0834621509811369,5.9054615660267586,59.127115924800002,1,1,{"$error":"#N/A"},2.2317969010454135,0.22317969010454136,0.84317086752430981,70.826352872042023,70.826352872042023,1]
[652,{"$f":"Budget!$M$19","v":3.7732916400000005},4.9540551764993266,5.7760545915449484,59.127115924800002,1,1,{"$error":"#N/A"},1.915269178474432,0.19152691784744322,0.83978891672731981,70.542269005094866,70.542269005094866,1]
[653,{"$f":"Budget!$M$19","v":3.7732916400000005},4.8269021476179033,5.6489015626635251,59.127115924800002,1,1,{"$error":"#N/A"},1.5988215320180643,0.15988215320180643,0.83639258441394371,70.256977090771272,70.256977090771272,1]
[654,{"$f":"Budget!$M$19","v":3.7732916400000005},4.7021205909156718,5.5241200059612936,59.127115924800002,1,1,{"$error":"#N/A"},1.282612675471114,0.1282612675471114,0.83298359703259162,69.970622150737697,69.970622150737697,1]
[655,{"$f":"Budget!$M$19","v":3.7732916400000005},4.5798299399563573,5.4018293550019791,59.127115924800002,1,1,{"$error":"#N/A"},0.96680449547795888,9.6680449547795894E-2,0.82956374598962401,69.683354663128412,69.683354663128412,1]
[656,{"$f":"Budget!$M$19","v":3.7732916400000005},4.4601515504551683,5.2821509655007901,59.127115924800002,1,1,{"$error":"#N/A"},0.65156207947893563,6.5156207947893563E-2,0.82613488863804874,69.39533064559609,69.39533064559609,1]
[657,{"$f":"Budget!$M$19","v":3.7732916400000005},4.3432087154892995,5.1652081305349213,59.127115924800002,1,1,{"$error":"#N/A"},0.33705374366388696,3.37053743663887E-2,0.82269894923075193,69.106711735383158,69.106711735383158,1]
[658,{"$f":"Budget!$M$19","v":3.7732916400000005},4.2291266808028807,5.0511260958485025,59.127115924800002,1,1,{"$error":"#N/A"},2.3451061076798396E-2,2.3451061076798399E-3,0.81925791983697593,68.81766526630598,68.81766526630598,1]
[659,{"$f":"Budget!$M$19","v":3.7732916400000005},4.1180326601137436,4.9400320751593654,59.127115924800002,1,1,{"$error":"#N/A"},-0.28907111017406351,-2.8907111017406353E-2,0.81581386121862576,68.528364342364569,68.528364342364569,1]
[660,{"$f":"Budget!$M$19","v":3.7732916400000005},4.0100558504912724,4.8320552655368942,59.127115924800002,1,1,{"$error":"#N/A"},-0.60033459867258898,-6.0033459867258901E-2,0.81236890366257974,68.238987907656693,68.238987907656693,1]
[661,{"$f":"Budget!$M$19","v":3.7732916400000005},3.9053274478085482,4.72732686285417,59.127115924800002,1,1,{"$error":"#N/A"},-0.91015789121672697,-9.1015789121672699E-2,0.80892524776809116,67.949720812519658,67.949720812519658,1]
[662,{"$f":"Budget!$M$19","v":3.7732916400000005},3.8039806621838634,4.6259800772294852,59.127115924800002,1,1,{"$error":"#N/A"},-1.2183561044175804,-0.12183561044175804,0.80548516518260971,67.660753875339211,67.660753875339211,1]
[663,{"$f":"Budget!$M$19","v":3.7732916400000005},3.7061507335585189,4.5281501486041407,59.127115924800002,1,1,{"$error":"#N/A"},-1.5247409560709002,-0.15247409560709002,0.80205099928605406,67.372283940028538,67.305143033587058,0.99900343431282146]
[664,{"$f":"Budget!$M$19","v":3.7732916400000005},3.6119749472400597,4.4339743622856815,59.127115924800002,1,1,{"$error":"#N/A"},-1.8291207364485444,-0.18291207364485446,0.79862516581847265,67.084513928751704,66.923197235991765,0.99759532143392637]
[665,{"$f":"Budget!$M$19","v":3.7732916400000005},3.5215926495366032,4.343592064582225,59.127115924800002,1,1,{"$error":"#N/A"},-2.1313002795601506,-0.21313002795601507,0.79521015344697099,66.79765288954556,66.545953899082164,0.99623191864421345]
[666,{"$f":"Budget!$M$19","v":3.7732916400000005},3.4351452634618225,4.2571446785074443,59.127115924800002,1,1,{"$error":"#N/A"},-2.4310809341948243,-0.24310809341948245,0.79180852427038728,66.511916038712528,66.173769662174351,0.99491600307618022]
[667,{"$f":"Budget!$M$19","v":3.7732916400000005},3.3527763044584047,4.1747757195040265,59.127115924800002,1,1,{"$error":"#N/A"},-2.7282605350109179,-0.27282605350109179,0.78842291425492728,66.227524797413892,65.753254326632756,0.99283877100598428]
[668,{"$f":"Budget!$M$19","v":3.7732916400000005},3.2746313961618112,4.096630811207433,59.127115924800002,1,1,{"$error":"#N/A"},-3.0226333734054833,-0.30226333734054833,0.78505603359990206,65.94470682239178,65.254594082794569,0.98953497903242049]
[669,{"$f":"Budget!$M$19","v":3.7732916400000005},3.2008582862710737,4.0228577013166955,59.127115924800002,1,1,{"$error":"#N/A"},-3.3139901683118751,-0.33139901683118755,0.78171066702790004,65.663696030343601,64.682160729065643,0.9850520856939825]
[670,{"$f":"Budget!$M$19","v":3.7732916400000005},3.1316068624002069,3.9536062774458287,59.127115924800002,1,1,{"$error":"#N/A"},-3.6021180369630201,-0.36021180369630201,0.77838967399483383,65.384732615566037,64.040475951465851,0.97944081729287125]
[671,{"$f":"Budget!$M$19","v":3.7732916400000005},3.0670291680344972,3.889028583080119,59.127115924800002,1,1,{"$error":"#N/A"},-3.8868004654656261,-0.38868004654656263,0.77509598881739383,65.108063060661081,63.334213479500342,0.97275530099078444]
[672,{"$f":"Budget!$M$19","v":3.7732916400000005},3.007279418508932,3.8292788335545538,59.127115924800002,1,1,{"$error":"#N/A"},-4.1678172793506292,-0.41678172793506296,0.77183262071165371,64.833940139778917,62.568201258009267,0.96505319780218779]
[673,{"$f":"Budget!$M$19","v":3.7732916400000005},2.9525140170371058,3.7745134320827276,59.127115924800002,1,1,{"$error":"#N/A"},-4.4449446139424253,-0.44449446139424253,0.76860265374015257,64.56262291417282,61.747423635046367,0.95639583474065359]
[674,{"$f":"Budget!$M$19","v":3.7732916400000005},2.9028915708293992,3.724890985875021,59.078715270675019,0.9991814135804199,0.9991814135804199,{"$error":"#N/A"},-4.7179548847462911,-0.47179548847462915,0.76540924666052801,64.294376719484347,60.87702356587576,0.94684833529814805]
[675,{"$f":"Budget!$M$19","v":3.7732916400000005},2.8585729071895001,3.6805723222351219,58.985995952910137,0.99761327827879609,0.99761327827879609,{"$error":"#N/A"},-4.9866167575986537,-0.49866167575986542,0.76225563267392216,64.029473144609454,59.962304833065254,0.93647974734449912]
[676,{"$f":"Budget!$M$19","v":3.7732916400000005},2.819721089736265,3.6417205047818868,58.854424817692021,0.99538805330104718,0.99538805330104718,{"$error":"#N/A"},-5.2506951187983759,-0.52506951187983764,0.75914511906574811,63.768190001522839,59.008734282801512,0.92536316745688296]
[677,{"$f":"Budget!$M$19","v":3.7732916400000005},2.7865014346263477,3.6085008496719695,58.689634027363986,0.9926009937979654,0.9926009937979654,{"$error":"#N/A"},-5.5099510451751712,-0.5509951045175171,0.75608108673429941,63.51081128568115,58.021944077427854,0.91357586059539453]
[678,{"$f":"Budget!$M$19","v":3.7732916400000005},2.7590815268541347,3.5810809418997565,58.497423329263739,0.9893501892374198,0.9893501892374198,{"$error":"#N/A"},-5.7641417739513372,-0.57641417739513379,0.75306698960375185,63.257627126715157,57.007733964281982,0.90119937395195626]
[679,{"$f":"Budget!$M$19","v":3.7732916400000005},2.7376312365759246,3.5596306516215463,58.283762340885282,0.98573660205264657,0.98573660205264657,{"$error":"#N/A"},-6.01302067260076,-0.60130206726007607,0.75010635391386549,63.008933728764703,55.972073560857901,0.88831964371594574]
[680,{"$f":"Budget!$M$19","v":3.7732916400000005},2.7223227355356867,3.5443221505813085,58.054792851466587,0.98186410656834278,0.98186410656834278,{"$error":"#N/A"},-6.2563372085462561,-0.62563372085462565,0.74720277738282737,62.765033300157498,54.921104656393581,0.87502709340960017]
[681,{"$f":"Budget!$M$19","v":3.7732916400000005},2.7133305134579073,3.5353299285035291,57.816831139970112,0.97783952820400788,0.97783952820400788,{"$error":"#N/A"},-6.4938369187879061,-0.64938369187879064,0.74435992823656427,62.526233971871399,53.861143529851482,0.86141672236459865]
[682,{"$f":"Budget!$M$19","v":3.7732916400000005},2.7108313945976077,3.5328308096432295,57.576370309613338,0.97377268295719077,0.97377268295719077,{"$error":"#N/A"},-6.7252613794466924,-0.67252613794466931,0.74158154409898014,62.292849704314335,52.798683284449083,0.84758818283428605]
[683,{"$f":"Budget!$M$19","v":3.7732916400000005},2.7150045542350538,3.5370039692806756,57.34008263889401,0.96977641716570773,0.96977641716570773,{"$error":"#N/A"},-6.95034817516148,-0.69503481751614804,0.738871430737987,62.06520018199091,51.740396198684131,0.83364584416014398]
[684,{"$f":"Budget!$M$19","v":3.7732916400000005},2.7260315352911446,3.5480309503367664,57.114821949230773,0.96596664755087092,0.96596664755087092,{"$error":"#N/A"},-7.168830868413238,-0.71688308684132385,0.7362334606604195,61.843610695475235,50.693136093975269,0.81969884235242774]
[685,{"$f":"Budget!$M$19","v":3.7732916400000005},2.7440962649785545,3.5660956800241763,56.907625989254946,0.9624624015423332,0.9624624015423332,{"$error":"#N/A"},-7.3804389687676348,-0.73804389687676353,0.73367157154975049,61.628412010179041,49.663940718953818,0.80586111338956656]
[686,{"$f":"Budget!$M$19","v":3.7732916400000005},2.7693850714827475,3.5913844865283693,56.725718835783312,0.95938585788505437,0.95938585788505437,{"$error":"#N/A"},-7.5848979020122442,-0.75848979020122442,0.73118976454055218,61.419940221406385,48.660034150436559,0.79225140850067644]
[687,{"$f":"Budget!$M$19","v":3.7732916400000005},2.8020867007293928,3.6240861157750146,56.576513311558323,0.95686238752984965,0.95686238752984965,{"$error":"#N/A"},-7.7819289791181063,-0.77819289791181068,0.72879210232405744,61.218536595220826,47.688829211165945,0.77899328967116943]
[688,{"$f":"Budget!$M$19","v":3.7732916400000005},2.8423923331473757,3.6643917481929975,56.467613419751316,0.95502059480744605,0.95502059480744605,{"$error":"#N/A"},-7.9712493652447165,-0.79712493652447169,0.72648270707549556,61.024547394341624,46.757929904313315,0.76621510360679623]
[689,{"$f":"Budget!$M$19","v":3.7732916400000005},2.8904956005524864,3.7124950155981082,56.406816795349421,0.95399235888808853,0.95399235888808853,{"$error":"#N/A"},-8.1525720485285547,-0.81525720485285547,0.72426575819952532,60.838323688760127,45.875133864865795,0.75404993240044216]
[690,{"$f":"Budget!$M$19","v":3.7732916400000005},2.9465926030195702,3.768592018065192,56.402117173414609,0.95391287552649884,0.95391287552649884,{"$error":"#N/A"},-8.3256058088145437,-0.83256058088145446,0.72214548988482785,60.66022115032554,45.048434827885359,0.74263551918560056]
[691,{"$f":"Budget!$M$19","v":3.7732916400000005},3.0108819258504864,3.8328813408961082,56.461706874310714,0.95492069909380917,0.95492069909380917,{"$error":"#N/A"},-8.4900551862784823,-0.84900551862784823,0.72012618846132193,60.490599830751044,44.286025113735839,0.73211416712093114]
[692,{"$f":"Budget!$M$19","v":3.7732916400000005},3.0835646565584396,3.9055640716040614,56.593979305914772,0.95715778489674752,0.95715778489674752,{"$error":"#N/A"},-8.6456204499893374,-0.86456204499893374,0.7182121895520488,60.3298239223721,43.596298130294272,0.72263261013973323]
[693,{"$f":"Budget!$M$19","v":3.7732916400000005},3.1648444019274846,3.9868438169731064,56.807531482887875,0.9607695317853443,0.9607695317853443,{"$error":"#N/A"},-8.7919975662948673,-0.87919975662948679,0.71640787501363623,60.178261501145442,42.987850892221751,0.71434185401656236]
[694,{"$f":"Budget!$M$19","v":3.7732916400000005},3.2549273051167686,4.0769267201623904,57.111166563050261,0.96590482504991959,0.96590482504991959,{"$error":"#N/A"},-8.9288781671808692,-0.89288781671808692,0.71471766965578643,60.036284251086059,42.469486557338513,0.7073969864577393]
[695,{"$f":"Budget!$M$19","v":3.7732916400000005},3.3540220627905226,4.1760214778361444,57.513896400886402,0.9727160796077835,0.9727160796077835,{"$error":"#N/A"},-9.0559495185015066,-0.90559495185015071,0.71314603773316043,59.904267169585474,42.050216980129029,0.70195695510450573]
[696,{"$f":"Budget!$M$19","v":3.7732916400000005},3.4623399423574766,4.2843393574030983,58.024944118289497,0.98135928348150303,0.98135928348150303,{"$error":"#N/A"},-9.1728944880778727,-0.91728944880778729,0.71169747920161808,59.782588252935916,41.7392652824865,0.69818431256088498]
[697,{"$f":"Budget!$M$19","v":3.7732916400000005},3.5800947991899816,4.4020942142356034,58.653746692525097,0.99199404156839055,0.99199404156839055,{"$error":"#N/A"},-9.2793915138037164,-0.92793915138037164,0.71037652572882803,59.671628161221555,41.546068441676475,0.69624492781438418]
[698,{"$f":"Budget!$M$19","v":3.7732916400000005},3.7075030939392546,4.5295025089848764,59.127115924800002,1,1,{"$error":"#N/A"},-9.3751145715035591,-0.937511457150356,0.70918773645394462,59.571769862131347,41.480279895615723,0.69630766370740238]
[699,{"$f":"Budget!$M$19","v":3.7732916400000005},3.8447839098936525,4.6667833249392743,59.127115924800002,1,1,{"$error":"#N/A"},-9.4597331427980862,-0.94597331427980869,0.70813569348453731,59.483398252701136,41.551772165509369,0.69854402045065589]
[700,{"$f":"Budget!$M$19","v":3.7732916400000005},3.9921589703936489,4.8141583854392707,59.127115924800002,1,1,{"$error":"#N/A"},-9.5329121828788175,-0.95329121828788177,0.70722499712313258,59.406899758343137,41.770639495903012,0.70312774552819046]
[701,{"$f":"Budget!$M$19","v":3.7732916400000005},4.1498526562445361,4.9718520712901579,59.127115924800002,1,1,{"$error":"#N/A"},-9.5943120880255037,-0.95943120880255039,0.70646026081638358,59.342661908576218,42.147200512147542,0.71023441073607141]
[702,{"$f":"Budget!$M$19","v":3.7732916400000005},4.3180920232920696,5.1400914383376914,59.127115924800002,1,1,{"$error":"#N/A"},-9.6435886633062182,-0.96435886633062184,0.70584610581213436,59.29107288821929,42.692000895439605,0.72004095753042441]
[703,{"$f":"Budget!$M$19","v":3.7732916400000005},4.49710681990324,5.3191062349488618,59.127115924800002,1,1,{"$error":"#N/A"},-9.6803930898761337,-0.96803930898761337,0.70538715552217257,59.252521063862496,43.415816075342839,0.73272521229179732]
[704,{"$f":"Budget!$M$19","v":3.7732916400000005},4.6871295046374142,5.509128919683036,59.127115924800002,1,1,{"$error":"#N/A"},-9.704371892380891,-0.97043718923808919,0.70508802957469441,59.227394484274328,44.329653939980247,0.74846537359921128]
[705,{"$f":"Budget!$M$19","v":3.7732916400000005},4.8883952638614003,5.7103946789070221,59.127115924800002,1,1,{"$error":"#N/A"},-9.7151669062028532,-0.97151669062028534,0.70495333754983858,59.216080354186438,45.444757563841641,0.7674394740757069]
[706,{"$f":"Budget!$M$19","v":3.7732916400000005},{"$f":"IF($D863-ABS($B$891)<0,0,$D863-ABS($B$891))","v":5.1011420294936611},{"$f":"($I$154*$A863^6)+($J$154*$A863^5)+($K$154*$A863^4)+($L$154*$A863^3)+($M$154*$A863^2)+($N$154*$A863^1)+$O$154","v":5.9231414445392829},{"$f":"IF(($E862-$B863+$D863>$E$157),$E$157,IF($E862-$B863+$D863<0,0,$E862-$B863+$D863))","v":59.127115924800002},{"$f":"E863/$E$157","v":1},{"$f":"IF(F863<=0.5,NA(),F863)","v":1},{"$f":"IF(F863>0.5,NA(),F863)","v":{"$error":"#N/A"}},{"$f":"($Q$154*$A863^6)+($R$154*$A863^5)+($S$154*$A863^4)+($T$154*$A863^3)+($U$154*$A863^2)+($V$154*$A863^1)+$W$154","v":-9.712415244543763},{"$f":"I863*0.1","v":-0.97124152445437639},0.70498767238826088,{"$f":"$C$6*K863","v":59.218964480613913},46.772607953335296,{"$f":"M863/L863","v":0.78982481986234176}]
[{"$f":"A863+1","v":707},{"$f":"Budget!$M$19","v":3.7732916400000005},5.3256104967250222,6.147609911770644,59.127115924800002,1,1,{"$error":"#N/A"},-9.6957492655527631,-0.96957492655527633,0.70519560345979659,59.23643069062291,48.324926810060312,0.81579741126620775]
[708,{"$f":"Budget!$M$19","v":3.7732916400000005},5.5620441418700635,6.3840435569156853,59.127115924800002,1,1,{"$error":"#N/A"},-9.6647965391385924,-0.96647965391385926,{"$f":"IF(($Y$2+$Y$3*$I865+$Y$4*$I865^2)>1,1,($Y$2+$Y$3*$I865+$Y$4*$I865^2))","v":0.70558166928616162},59.268860220037574,50.113679311930369,0.84553134860163837]
[709,{"$f":"Budget!$M$19","v":3.7732916400000005},5.8106892401896912,6.632688655235313,59.127115924800002,1,1,{"$error":"#N/A"},-9.619179813972778,-0.9619179813972778,0.70615036990056967,59.316631071647855,52.151076912120054,0.87919822771336065]
[710,{"$f":"Budget!$M$19","v":3.7732916400000005},6.0717948838226787,6.8937942988683005,59.127115924800002,1,1,{"$error":"#N/A"},-9.5585169840746858,-0.95585169840746864,0.70690615884084484,59.380117342630967,54.449580155942726,0.91696653008887796]
[711,{"$f":"Budget!$M$19","v":3.7732916400000005},6.345612999775585,7.1676124148212068,59.127115924800002,1,1,{"$error":"#N/A"},-9.4824210555985928,-0.94824210555985933,0.70785343475703,59.459688519590522,{"$f":"IF(($C868-$B868>=0),IF($M867-$B868+$C868>$L868,$L868,$M867-$B868+$C868),IF($M867<$L868,IF($M867-$B868+$C868<0,0,$M867-$B868+$C868),IF($L868-$B868+$C868<0,0,$L868-$B868+$C868)))","v":57.021901515718305},0.9590010128783466]
[712,{"$f":"Budget!$M$19","v":3.7732916400000005},6.632398367856001,7.4543977829016228,59.127115924800002,1,1,{"$error":"#N/A"},-9.3905001132359303,-0.93905001132359311,0.70899653262931039,59.555708740862073,59.555708740862073,1]
[713,{"$f":"Budget!$M$19","v":3.7732916400000005},6.9324086388316344,7.7544080538772562,59.127115924800002,1,1,{"$error":"#N/A"},-9.2823572867428084,-0.92823572867428084,0.71033971457814837,59.66853602456446,59.66853602456446,1]
[714,{"$f":"Budget!$M$19","v":3.7732916400000005},7.245904352476475,8.0679037675220968,59.127115924800002,1,1,{"$error":"#N/A"},-9.1575907173029236,-0.91575907173029236,0.71188716025825749,59.798521461693632,59.798521461693632,1]
[715,{"$f":"Budget!$M$19","v":3.7732916400000005},7.5731489557588416,8.3951483708044634,59.127115924800002,1,1,{"$error":"#N/A"},-9.0157935237050424,-0.90157935237050424,0.71364295682442591,59.946008373251779,59.946008373251779,1]
[716,{"$f":"Budget!$M$19","v":3.7732916400000005},7.9144088210714072,8.736408236117029,59.127115924800002,1,1,{"$error":"#N/A"},-8.8565537685449272,-0.8856553768544928,0.71561108845409027,60.111331430143579,60.111331430143579,1]
[717,{"$f":"Budget!$M$19","v":3.7732916400000005},8.2699532644591223,9.0919526795047432,59.127115924800002,1,1,{"$error":"#N/A"},-8.6794544242180791,-0.86794544242180793,0.71779542541680597,60.294815735011703,60.294815735011703,1]
[718,{"$f":"Budget!$M$19","v":3.7732916400000005},8.6400545639929369,9.4620539790385578,59.127115924800002,1,1,{"$error":"#N/A"},-8.484073338930898,-0.84840733389308987,0.72019971267478344,60.496775864681808,60.496775864681808,1]
[719,{"$f":"Budget!$M$19","v":3.7732916400000005},9.0249879780797251,9.846987393125346,59.127115924800002,1,1,{"$error":"#N/A"},-8.2699832025155047,-0.82699832025155051,0.722827558003866,60.717514872324742,60.717514872324742,1]
[720,{"$f":"Budget!$M$19","v":3.7732916400000005},9.4250317639049861,10.247031178950607,59.127115924800002,1,1,{"$error":"#N/A"},-8.0367515121553197,-0.80367515121553201,0.72568241962007274,60.957323248086112,60.957323248086112,1]
[721,{"$f":"Budget!$M$19","v":3.7732916400000005},9.8404671959252603,10.662466610970881,59.127115924800002,1,1,{"$error":"#N/A"},-7.7839405381113238,-0.77839405381113247,0.72876759329678953,61.216477836930324,61.216477836930324,1]
[722,{"$f":"Budget!$M$19","v":3.7732916400000005},10.271578584335703,11.093577999381324,59.127115924800002,1,1,{"$error":"#N/A"},-7.5111072891227195,-0.75111072891227204,0.73208619896249827,61.495240712849856,61.495240712849856,1]
[723,{"$f":"Budget!$M$19","v":3.7732916400000005},10.71865329368892,11.540652708734541,59.127115924800002,1,1,{"$error":"#N/A"},-7.2178034780415601,-0.72178034780415601,0.73564116675782965,61.79385800765769,61.79385800765769,1]
[724,{"$f":"Budget!$M$19","v":3.7732916400000005},11.181981761490892,12.003981176536513,59.127115924800002,1,1,{"$error":"#N/A"},-6.9035754870618575,-0.69035754870618582,0.73943522254508154,62.112558693786852,62.112558693786852,1]
[725,{"$f":"Budget!$M$19","v":3.7732916400000005},11.661857516883931,12.483856931929552,59.127115924800002,1,1,{"$error":"#N/A"},-6.5679643330286126,-0.6567964333028613,0.74347087284932645,62.451553319343418,62.451553319343418,1]
[726,{"$f":"Budget!$M$19","v":3.7732916400000005},12.158577199346173,12.980576614391794,59.127115924800002,1,1,{"$error":"#N/A"},-6.2105056325492569,-0.62105056325492569,0.74775038921923698,62.811032694415907,62.811032694415907,1]
[727,{"$f":"Budget!$M$19","v":3.7732916400000005},12.672440577510503,13.494439992556124,59.127115924800002,1,1,{"$error":"#N/A"},-5.8307295670305166,-0.5830729567030517,0.75227579199058225,63.191166527208907,63.191166527208907,1]
[728,{"$f":"Budget!$M$19","v":3.7732916400000005},13.203750567926949,14.02574998297257,59.127115924800002,1,1,{"$error":"#N/A"},-5.4281608477691634,-0.54281608477691634,0.75704883343504259,63.592102008543577,63.592102008543577,1]
[729,{"$f":"Budget!$M$19","v":3.7732916400000005},13.752813254006515,14.574812669052136,59.127115924800002,1,1,{"$error":"#N/A"},-5.0023186805990463,-0.50023186805990461,0.76207098028410514,64.013962343864833,64.013962343864833,1]
[730,{"$f":"Budget!$M$19","v":3.7732916400000005},14.319937904854658,15.141937319900279,59.127115924800002,1,1,{"$error":"#N/A"},-4.5527167308217713,-0.45527167308217714,0.76734339560292231,64.45684523064547,64.45684523064547,1]
[null,null,null,null,null,null,null,null,null,null,null,null,null,{"$f":"MIN(N431:N796)","v":1},"Minimum percentage of used data"]
[null,null,null,"Copy of above","90% of values"]
["Min Solar(reg)=",{"$f":"MIN($D$431:$D$796)","v":5.1149284368081567},null,1.0715521187544095,{"$f":"D890*0.9","v":0.96439690687896851}]
["reg correction=",{"$f":"B901","v":0.8219994150456218},null,1.056212285963225,{"$f":"D891*0.9","v":0.95059105736690253}]
["MinCorrSolar=",{"$f":"IF(MIN($C$431:$C$796)<0.0001,0.0001,MIN($C$431:$C$796))","v":4.2929290217625349},null,1.0409571868192318,0.93686146813730864]
["MaxCorrSolar=",{"$f":"MAX($C$431:$C$796)","v":16.487177018973757},null,1.025792178485573,0.92321296063701574]
["Range=",{"$f":"ROUND($B$892,1)&\" - \"&ROUND($B$893,1)","v":"4.3 - 16.5"},null,1.0107224921619036,0.90965024294571328]
[null,null,null,0.99575323427803664,0.89617791085023302]
[null,null,null,0.9808893876830922,0.88280044891478304]
[null,null,null,0.96613581283012895,0.86952223154711605]
["Correction Info",null,null,0.95149724895628918,0.85634752406066028]
["Minimum Actual =",{"$f":"$Q$248","v":4.3},null,0.93697831525841302,0.8432804837325717]
["Location of Min =",{"$f":"VLOOKUP(Q248,S233:T247,2,FALSE)","v":350},null,0.92258351206416922,0.83032516085775232]
["Correction =",{"$f":"ABS(VLOOKUP(B900,A431:D796,4,FALSE)-B899)","v":0.8219994150456218},null,0.90831722199865705,0.81748549979879137]
[null,null,null,0.89418371114653272,0.80476534003187949]
[null,null,null,0.88018713020959094,0.79216841718863185]
[null,null,null,0.86633151565987632,0.77969836409388871]
[null,null,null,0.85262079088826592,0.76735871179943937]
[null,null,null,0.83905876734855234,0.75515289061369717]
[null,null,null,0.82564914569702008,0.74308423112731814]
[null,null,null,0.81239551692752343,0.73115596523477111]
[null,null,null,0.79930136350204073,0.71937122715183666]
[null,null,null,0.78637006047673985,0.70773305442906587]
[null,null,null,0.77360487662353261,0.69624438896117935]
[null,null,null,0.761008975547111,0.68490807799239994]
[null,null,null,0.74858541679749901,0.67372687511774909]
[null,null,null,0.73633715697807567,0.66270344128026815]
[null,null,null,0.72426705084911358,0.65184034576420224]
[null,null,null,0.7123778524267852,0.64114006718410665]
[null,null,null,0.70067221607769437,0.63060499446992491]
[null,null,null,0.68915269760887643,0.62023742784798885]
[null,null,null,0.67782175535329792,0.61003957981796819]
[null,null,null,0.66668175125086915,0.60001357612578221]
[null,null,null,0.65573495192490494,0.59016145673241449]
[null,null,null,0.64498352975413997,0.58048517677872602]
[null,null,null,0.63442956394019312,0.57098660754617381]
[null,null,null,0.62407504157053317,0.56166753741347986]
[null,null,null,0.61392185867695481,0.55252967280925935]
[null,null,null,0.60397182128953197,0.5435746391605788]
[null,null,null,0.59422664648607704,0.53480398183746936]
[null,null,null,0.58468796343707741,0.52621916709336969]
[null,null,null,0.57535731444614679,0.51782158300153214]
[null,null,null,0.56623615598595567,0.50961254038736015]
[null,null,null,0.55732585972966042,0.50159327375669438]
[null,null,null,0.54862771357781703,0.49376494222003536]
[null,null,null,0.54014292268081299,0.48612863041273169]
[null,null,null,0.53187261045676593,0.47868534941108937]
[null,null,null,0.52381781960493079,0.4714360376444377]
[null,null,null,0.51597951311459145,0.46438156180313234]
[null,null,null,0.50835857526946437,0.45752271774251796]
[null,null,null,0.50095581264757261,0.45086023138281534]
[null,null,null,0.4937719551166202,0.44439475960495817]
[null,null,null,0.48680765682489024,0.43812689114240122]
[null,null,null,0.48006349718757946,0.43205714746882151]
[null,null,null,0.47353998186867052,0.42618598368180349]
[null,null,null,0.46723754375830495,0.42051378938247447]
[null,null,null,0.46115654394559158,0.41504088955103241]
[null,null,null,0.45529727268699016,0.40976754541829113]
[null,null,null,0.44965995037011108,0.40469395533309999]
[null,null,null,0.44424472847307062,0.39982025562576357]
[null,null,null,0.43905169051931292,0.39514652146738166]
[null,null,null,0.43408085302788812,0.39067276772509935]
[null,null,null,0.42933216645932148,0.38639894981338935]
[null,null,null,0.42480551615687645,0.38232496454118881]
[null,null,null,0.42050072328336796,0.37845065095503116]
[null,null,null,0.41641754575345491,0.37477579117810944]
[null,null,null,0.41255567916141178,0.37130011124527063]
[null,null,null,0.40891475770443275,{"$f":"D955*0.9","v":0.36802328193398948}]
[null,null,null,0.40549435510138476,0.36494491959124631]
[null,null,null,0.40229398550708506,0.36206458695637656]
[null,null,null,0.39931310442205081,0.35938179397984577]
[null,null,null,0.39655110959778028,0.35689599863800225]
[null,null,null,0.39400734193745635,0.35460660774371072]
[null,null,null,0.39168108639224641,0.35251297775302176]
[null,null,null,0.38957157285298205,0.35061441556768386]
[null,null,null,0.38767797703743145,0.34891017933368834]
[null,null,null,0.38599942137299603,0.34739947923569642]
[null,null,null,0.38453497587494656,0.34608147828745189]
[null,null,null,0.38328365902012873,0.34495529311811585]
[null,null,null,0.3822444386161532,0.34401999475453787]
[null,null,null,0.38141623266612967,0.34327460939951671]
[null,null,null,0.38079791022881615,0.34271811920593453]
[null,null,null,0.38038829227433979,0.34234946304690583]
[null,null,null,0.38018615253536492,0.34216753728182842]
[null,null,null,0.3801902183537651,0.34217119651838862]
[null,null,null,0.38039917152279212,0.3423592543705129]
[null,null,null,0.38081164912474552,0.34273048421227098]
[null,null,null,0.3814262443641141,0.34328361992770268]
[null,null,null,0.3822415073962393,0.34401735665661537]
[null,null,null,0.38325594615145064,0.34493035153630558]
[null,null,null,0.38446802715470518,0.34602122443923466]
[null,null,null,0.38587617634071947,0.34728855870664754]
[null,null,null,0.38747877986459578,0.34873090187813621]
[null,null,null,0.3892741849079222,0.35034676641712997]
[null,null,null,0.39126070048041584,0.35213463043237425]
[null,null,null,0.3934365982170096,0.35409293839530864]
[null,null,null,0.39580011317045916,0.35622010185341324]
[null,null,null,0.39834944459941646,0.35851450013947483]
[null,null,null,0.40108275675206784,0.36097448107686109]
[null,null,null,0.40399817964513751,0.36359836168062376]
[null,null,null,0.40709380983855681,0.36638442885470113]
[null,null,null,0.41036771120542959,0.36933094008488665]
[null,null,null,0.41381791569768822,0.37243612412791943]
[null,null,null,0.41744242410709731,0.37569818169638758]
[null,null,null,0.4212392068218147,0.37911528613963325]
[null,null,null,0.42520620457844771,0.38268558412060294]
[null,null,null,0.4293413292095547,0.38640719628859926]
[null,null,null,0.43364246438675025,0.39027821794807521]
[null,null,null,0.43810746635912601,0.3942967197232134]
[null,null,null,0.44273416468738347,0.39846074821864513]
[null,null,null,0.4475203629732416,0.40276832667591744]
[null,null,null,0.45246383958453862,0.40721745562608475]
[null,null,null,0.45756234837566367,0.41180611353809732]
[null,null,null,0.46281361940355659,0.41653225746320094]
[null,null,null,0.46821535963926664,0.42139382367534001]
[null,null,null,0.47376525367483602,0.42638872830735242]
[null,null,null,0.47946096442584007,0.43151486798325606]
[null,null,null,0.48530013382933923,0.43677012044640534]
[null,null,null,0.49128038353734738,0.44215234518361263]
[null,null,null,0.49739931560578476,0.44765938404520628]
[null,null,null,0.50365451317892607,0.45328906186103346]
[null,null,null,0.5100435411693347,0.45903918705240127]
[null,null,null,0.51656394693333674,0.46490755224000307]
[null,null,null,0.52321326094192955,0.47089193484773662]
[null,null,null,0.52998899744720696,0.47699009770248629]
[null,null,null,0.53688865514426709,0.48319978962984039]
[null,null,null,0.54390971782868114,0.48951874604581302]
[null,null,null,0.55104965504930092,0.49594468954437082]
[null,null,null,0.55830592275679614,0.50247533048111659]
[null,null,null,0.56567596394743624,0.50910836755269262]
[null,null,null,0.57315720930251146,0.51584148837226029]
[null,null,null,0.58074707782322044,{"$f":"D1019*0.9","v":0.52267237004089839}]
[null,null,null,0.58844297746108865,0.52959867971497976]
[null,null,null,0.59624230574376647,0.53661807516938986]
[null,null,null,0.60414245039643788,0.54372820535679411]
[null,null,null,0.61214078995865684,0.55092671096279122]
[null,null,null,0.62023469439673917,0.55821122495706532]
[null,null,null,0.62842152571153242,0.5655793731403792]
[null,null,null,0.63669863854186737,0.57302877468768065]
[null,null,null,0.6450633807632542,0.58055704268692876]
[null,null,null,0.65351309408235458,0.58816178467411917]
[null,null,null,0.66204511462666815,0.59584060316400134]
[null,null,null,0.67065677352994335,0.60359109617694906]
[null,null,null,0.67934539751295375,0.61141085776165838]
[null,null,null,0.68810830945978374,0.61929747851380534]
[null,null,null,0.69694282898965199,0.62724854609068681]
[null,null,null,0.70584627302416614,0.63526164572174959]
[null,null,null,0.71481595635016681,0.64333436071515016]
[null,null,null,0.72384919217794419,0.65146427296014975]
[null,null,null,0.73294329269503855,0.6596489634255347]
[null,null,null,0.74209556961551115,0.66788601265396008]
[null,null,null,0.75130333472466937,0.67617300125220248]
[null,null,null,0.7605639004193705,0.68450751037743351]
[null,null,null,0.76987458024370703,0.69288712221933635]
[null,null,null,0.77923268942031498,0.70130942047828349]
[null,null,null,0.7886355453770566,0.70977199083935094]
[null,null,null,0.79808046826927104,0.71827242144234393]
[null,null,null,0.80756478149749,0.72680830334774105]
[null,null,null,0.81708581222064502,0.73537723099858054]
[null,null,null,0.82664089186481604,0.74397680267833444]
[null,null,null,0.83622735662733483,0.75260462096460135]
[null,null,null,0.84584254797665892,0.76125829317899307]
[null,null,null,0.855483813147357,0.76993543183262136]
[null,null,null,0.8651485056309518,0.77863365506785664]
[null,null,null,0.87483398566200954,0.78735058709580863]
[null,null,null,0.88453762069986119,0.79608385862987507]
[null,null,null,0.89425678590573199,0.80483110731515883]
[null,null,null,0.90398886461540506,0.81358997815386458]
[null,null,null,0.91373124880745493,0.82235812392670948]
[null,null,null,0.9234813395667576,0.83113320561008186]
[null,null,null,0.93323654754372143,0.83991289278934933]
[null,null,null,0.94299429340891372,0.84869486406802241]
[null,null,null,0.9527520083031753,0.85747680747285782]
[null,null,null,0.96250713428324453,0.86625642085492005]
[null,null,null,0.97225712476289949,0.87503141228660952]
[null,null,null,0.98199944494947999,0.88379950045453204]
[null,null,null,0.99173157227614972,0.89255841504853473]
[null,null,null,1.0014509968293162,0.90130589714638454]
[null,null,null,1.0111552217718742,0.91003969959468678]
[null,null,null,1.0208417637616591,0.91875758738549329]
[null,null,null,1.0305081533656431,0.92745733802907881]
[null,null,null,1.0401519354694706,0.93613674192252361]
[null,null,null,1.0497706696824345,0.94479360271419111]
[null,null,null,1.0593619307381932,0.95342573766437388]
[null,null,null,1.0689233088907031,0.96203097800163284]
[null,null,null,1.0784524103058128,0.97060716927523161]
[null,null,null,1.0879468574483049,0.97915217170347446]
[null,null,null,1.0974042894644729,0.98766386051802557]
[null,null,null,1.1068223625600382,0.99614012630403437]
[null,null,null,1.1161987503737603,1.0045788753363842]
[null,null,null,1.1255311443464642,1.0129780299118178]
[null,null,null,1.134817254085501,1.021335528676951]
[null,null,null,1.1440548077248014,1.0296493269523213]
[null,null,null,1.1532415522802921,1.037917397052263]
[null,null,null,1.1623752540010255,1.046137728600923]
[null,null,null,1.1714536987154922,{"$f":"D1083*0.9","v":1.054308328843943}]
[null,null,null,1.1804746921738047,1.0624272229564242]
[null,null,null,1.1894360603849421,1.070492454346448]
[null,null,null,1.1983356499499234,1.0785020849549312]
[null,null,null,1.2071713283901637,1.0864541955511473]
[null,null,null,1.2159409844713984,1.0943468860242587]
[null,null,null,1.2246425285232352,1.1021782756709118]
[null,null,null,1.2332738927540348,1.1099465034786313]
[null,null,null,1.2418330315613826,1.1176497284052445]
[null,null,null,1.2503179218379366,1.125286129654143]
[null,null,null,1.2587265632728961,1.1328539069456065]
[null,null,null,1.2670569786490375,1.1403512807841338]
[null,null,null,1.2753072141349033,1.1477764927214131]
[null,null,null,1.2834753395728988,1.1551278056156089]
[null,null,null,1.2915594487626159,1.1624035038863543]
[null,null,null,1.2995576597396852,1.1696018937657167]
[null,null,null,1.3074681150502272,1.1767213035452044]
[null,null,null,1.3152889820207374,1.1837600838186637]
[null,null,null,1.3230184530233906,1.1907166077210516]
[null,null,null,1.3306547457369948,1.1975892711632954]
[null,null,null,1.3381961034033409,1.204376493063007]
[null,null,null,1.345640795078948,1.2110767155710531]
[null,null,null,1.3529871158825451,1.2176884042942906]
[null,null,null,1.3602333872379084,1.2242100485141176]
[null,null,null,1.3673779571120424,1.2306401614008382]
[null,null,null,1.3744192002492426,1.2369772802243184]
[null,null,null,1.3813555184002961,1.2432199665602666]
[null,null,null,1.3881853405472562,1.2493668064925305]
[null,null,null,1.3949071231237813,1.2554164108114032]
[null,null,null,1.4015193502310979,1.2613674152079881]
[null,null,null,1.4080205338490739,1.2672184804641666]
[null,null,null,1.4144092140430722,1.2729682926387651]
[null,null,null,1.4206839591663858,1.2786155632497473]
[null,null,null,1.4268433660578328,1.2841590294520495]
[null,null,null,1.4328860602351625,1.2895974542116464]
[null,null,null,1.4388106960837685,1.2949296264753918]
[null,null,null,1.444615957040849,1.3001543613367641]
[null,null,null,1.4503005557754722,1.305270500197925]
[null,null,null,1.455863234363413,1.3102769109270718]
[null,null,null,1.4613027644582939,1.3151724880124644]
[null,null,null,1.4666179474574985,1.3199561527117487]
[null,null,null,1.4718076146641401,1.3246268531977261]
[null,null,null,1.4768706274441019,1.3291835646996917]
[null,null,null,1.4818058773789673,1.3336252896410705]
[null,null,null,1.4866122864140277,1.337951057772625]
[null,null,null,1.4912888070020962,1.3421599263018866]
[null,null,null,1.4958344222426749,1.3462509800184075]
[null,null,null,1.5002481460167445,1.35022333141507]
[null,null,null,1.5045290231167368,1.3540761208050631]
[null,null,null,1.5086761293724589,1.3578085164352129]
[null,null,null,1.5126885717721059,1.3614197145948954]
[null,null,null,1.5165654885790705,1.3649089397211636]
[null,null,null,1.5203060494439455,1.3682754444995511]
[null,null,null,1.5239094555122588,1.371518509961033]
[null,null,null,1.5273749395276717,1.3746374455749046]
[null,null,null,1.5307017659306315,1.3776315893375684]
[null,null,null,1.5338892309523331,1.3805003078570999]
[null,null,null,1.5369366627045462,1.3832429964340915]
[null,null,null,1.5398434212646688,1.3858590791382019]
[null,null,null,1.5426088987564093,1.3883480088807685]
[null,null,null,1.5452325194257401,1.3907092674831663]
[null,null,null,1.5477137397126697,1.3929423657414028]
[null,null,null,1.5500520483183617,1.3950468434865255]
[null,null,null,1.5522469662674645,1.3970222696407182]
[null,null,null,1.5542980469666023,{"$f":"D1147*0.9","v":1.3988682422699421}]
[null,null,null,1.5562048762575813,1.4005843886318232]
[null,null,null,1.5579670724668144,1.4021703652201329]
[null,null,null,1.5595842864494625,1.4036258578045162]
[null,null,null,1.5610562016299987,1.4049505814669989]
[null,null,null,1.5623825340373916,1.4061442806336524]
[null,null,null,1.5635630323363046,1.4072067291026742]
[null,null,null,1.5645974778536011,1.4081377300682412]
[null,null,null,1.5654856846004286,1.4089371161403859]
[null,null,null,1.5662274992897256,1.4096047493607531]
[null,null,null,1.5668228013492822,1.4101405212143541]
[null,null,null,1.5672715029302093,1.4105443526371884]
[null,null,null,1.5675735489109339,1.4108161940198405]
[null,null,null,1.5677289168967796,1.4109560252071016]
[null,null,null,1.5677376172150321,1.4109638554935289]
[null,null,null,1.5675996929051692,1.4108397236146524]
[null,null,null,1.5673152197051632,1.4105836977346469]
[null,null,null,1.5668843060327795,1.4101958754295016]
[null,null,null,1.5663070929626546,1.4096763836663893]
[null,null,null,1.5655837541986131,1.4090253787787519]
[null,null,null,1.5647144960418231,1.4082430464376408]
[null,null,null,1.5636995573542247,1.4073296016188024]
[null,null,null,1.562539209517201,1.4062852885654811]
[null,null,null,1.5612337563865228,1.4051103807478706]
[null,null,null,1.5597835342418733,1.4038051808176861]
[null,null,null,1.5581889117324792,1.4023700205592313]
[null,null,null,1.5564502898178851,1.4008052608360966]
[null,null,null,1.5545681017047634,1.3991112915342871]
[null,null,null,1.5525428127781211,1.397288531500309]
[null,null,null,1.5503749205295776,1.3953374284766198]
[null,null,null,1.5480649544794609,1.3932584590315149]
[null,null,null,1.5456134760957632,1.391052128486187]
[null,null,null,1.5430210787078806,1.3887189708370926]
[null,null,null,1.5402883874158348,1.3862595486742515]
[null,null,null,1.5374160589953192,1.3836744530957874]
[null,null,null,1.5344047817980488,1.380964303618244]
[null,null,null,1.5312552756476485,1.3781297480828838]
[null,null,null,1.5279682917307582,1.3751714625576825]
[null,null,null,1.5245446124844548,1.3720901512360093]
[null,null,null,1.52098505147789,1.368886546330101]
[null,null,null,1.5172904532907587,1.3655614079616829]
[null,null,null,1.5134616933861977,1.362115524047578]
[null,null,null,1.509499677979889,1.3585497101819002]
[null,null,null,1.505405343904151,1.3548648095137359]
[null,null,null,1.5011796584679864,1.3510616926211878]
[null,null,null,1.4968236193122699,1.3471412573810431]
[null,null,null,1.4923382542604813,1.3431044288344332]
[null,null,null,1.4877246211651283,1.3389521590486155]
[null,null,null,1.4829838077497648,1.3346854269747883]
[null,null,null,1.4781169314455518,1.3303052383009966]
[null,null,null,1.4731251392247486,1.3258126253022737]
[null,null,null,1.4680096074288329,1.3212086466859496]
[null,null,null,1.4627715415920051,1.3164943874328046]
[null,null,null,1.4574121762606929,1.3116709586346236]
[null,null,null,1.4519327748081103,1.3067394973272994]
[null,null,null,1.4463346292447739,1.3017011663202964]
[null,null,null,1.4406190600241828,1.2965571540217646]
[null,null,null,1.4347874158436689,1.2913086742593021]
[null,null,null,1.4288410734416068,1.2859569660974461]
[null,null,null,1.4227814373895669,1.2805032936506102]
[null,null,null,1.4166099398797485,1.2749489458917738]
[null,null,null,1.4103280405083822,1.2692952364575441]
[null,null,null,1.4039372260545342,1.2635435034490807]
[null,null,null,1.3974390102540788,1.257695109228671]
[null,null,null,1.3908349335697139,{"$f":"D1211*0.9","v":1.2517514402127425}]
[null,null,null,1.3841265629555153,1.2457139066599638]
[null,null,null,1.3773154916185355,1.2395839424566819]
[null,null,null,1.3704033387742065,1.2333630048967859]
[null,null,null,1.363391749398275,1.2270525744584475]
[null,null,null,1.3562823939741051,1.2206541545766947]
[null,null,null,1.3490769682351527,1.2141692714116374]
[null,null,null,1.34177719290307,1.2075994736127631]
[null,null,null,1.3343848134216039,1.2009463320794436]
[null,null,null,1.3269015996855416,1.1942114397169874]
[null,null,null,1.3193293457653326,1.1873964111887994]
[null,null,null,1.3116698696271634,1.180502882664447]
[null,null,null,1.3039250128488824,1.1735325115639943]
[null,null,null,1.2960966403307239,1.1664869762976515]
[null,null,null,1.2881866400022233,1.159367976002001]
[null,null,null,1.2801969225240484,1.1521772302716435]
[null,null,null,1.2721294209858307,1.1449164788872477]
[null,null,null,1.2639860905990794,1.1375874815391716]
[null,null,null,1.2557689083858534,1.1301920175472682]
[null,null,null,1.2474798728630532,1.1227318855767479]
[null,null,null,1.2391210037213121,1.115208903349181]
[null,null,null,1.2306943415008185,1.1076249073507367]
[null,null,null,1.2222019472614534,1.0999817525353082]
[null,null,null,1.2136459022489774,1.0922813120240797]
[null,null,null,1.2050283075564181,1.0845254768007764]
[null,null,null,1.1963512837815706,1.0767161554034137]
[null,null,null,1.1876169706786719,1.0688552736108048]
[null,null,null,1.1788275268074244,1.060944774126682]
[null,null,null,1.1699851291757639,1.0529866162581876]
[null,null,null,1.1610919728792446,1.0449827755913201]
[null,null,null,1.152150270735536,1.0369352436619825]
[null,null,null,1.1431622529140029,1.0288460276226026]
[null,null,null,1.134130166561846,1.0207171499056613]
[null,null,null,1.1250562754247895,1.0125506478823105]
[null,null,null,1.1159428594633134,1.0043485735169821]
[null,null,null,1.1067922144649351,0.99611299301844169]
[null,null,null,1.097606651651823,0.98784598648664079]
[null,null,null,1.0883884972834892,0.97954964755514029]
[null,null,null,1.0791400922548497,0.97122608302936475]
[null,null,null,1.0698637916914144,0.96287741252227299]
[null,null,null,1.0605619645372322,0.95450576808350895]
[null,null,null,1.0512369931408543,0.9461132938267689]
[null,null,null,1.0418912728356986,0.93770214555212872]
[null,null,null,1.0325272115152337,0.92927449036371035]
[null,null,null,1.0231472292052324,0.92083250628470914]
[null,null,null,1.5595842864494625,1.4036258578045162]
[null,null,null,1.5610562016299987,1.4049505814669989]
[null,null,null,1.5623825340373916,1.4061442806336524]
[null,null,null,1.5635630323363046,1.4072067291026742]
[null,null,null,1.5645974778536011,1.4081377300682412]
[null,null,null,1.5654856846004286,1.4089371161403859]
[null,null,null,1.5662274992897256,1.4096047493607531]
[null,null,null,1.5668228013492822,1.4101405212143541]
[null,null,null,1.5672715029302093,1.4105443526371884]
[null,null,null,1.5675735489109339,1.4108161940198405]
[null,null,null,1.5677289168967796,1.4109560252071016]
[null,null,null,1.5677376172150321,1.4109638554935289]
[null,null,null,1.5675996929051692,1.4108397236146524]
[null,null,null,1.5673152197051632,1.4105836977346469]
[null,null,null,1.5668843060327795,1.4101958754295016]
[null,null,null,1.5663070929626546,1.4096763836663893]
[null,null,null,1.5655837541986131,1.4090253787787519]
[null,null,null,1.5647144960418231,1.4082430464376408]
[null,null,null,1.5636995573542247,1.4073296016188024]
[null,null,null,1.562539209517201,{"$f":"D1275*0.9","v":1.4062852885654811}]
[null,null,null,1.5612337563865228,1.4051103807478706]
[null,null,null,1.5597835342418733,1.4038051808176861]
[null,null,null,1.5581889117324792,1.4023700205592313]
[null,null,null,1.5564502898178851,1.4008052608360966]
[null,null,null,1.5545681017047634,1.3991112915342871]
[null,null,null,1.5525428127781211,1.397288531500309]
[null,null,null,1.5503749205295776,1.3953374284766198]
[null,null,null,1.5480649544794609,1.3932584590315149]
[null,null,null,1.5456134760957632,1.391052128486187]
[null,null,null,1.5430210787078806,1.3887189708370926]
[null,null,null,1.5402883874158348,1.3862595486742515]
[null,null,null,1.5374160589953192,1.3836744530957874]
[null,null,null,1.5344047817980488,1.380964303618244]
[null,null,null,1.5312552756476485,1.3781297480828838]
[null,null,null,1.5279682917307582,1.3751714625576825]
[null,null,null,1.5245446124844548,1.3720901512360093]
[null,null,null,1.52098505147789,1.368886546330101]
[null,null,null,1.5172904532907587,1.3655614079616829]
[null,null,null,1.5134616933861977,1.362115524047578]
[null,null,null,1.509499677979889,1.3585497101819002]
[null,null,null,1.505405343904151,1.3548648095137359]
[null,null,null,1.5011796584679864,1.3510616926211878]
[null,null,null,1.4968236193122699,1.3471412573810431]
[null,null,null,1.4923382542604813,1.3431044288344332]
[null,null,null,1.4877246211651283,1.3389521590486155]
[null,null,null,1.4829838077497648,1.3346854269747883]
[null,null,null,1.4781169314455518,1.3303052383009966]
[null,null,null,1.4731251392247486,1.3258126253022737]
[null,null,null,1.4680096074288329,1.3212086466859496]
[null,null,null,1.4627715415920051,1.3164943874328046]
[null,null,null,1.4574121762606929,1.3116709586346236]
[null,null,null,1.4519327748081103,1.3067394973272994]
[null,null,null,1.4463346292447739,1.3017011663202964]
[null,null,null,1.4406190600241828,1.2965571540217646]
[null,null,null,1.4347874158436689,1.2913086742593021]
[null,null,null,1.4288410734416068,1.2859569660974461]
[null,null,null,1.4227814373895669,1.2805032936506102]
[null,null,null,1.4166099398797485,1.2749489458917738]
[null,null,null,1.4103280405083822,1.2692952364575441]
[null,null,null,1.4039372260545342,1.2635435034490807]
[null,null,null,1.3974390102540788,1.257695109228671]
[null,null,null,1.3908349335697139,1.2517514402127425]
[null,null,null,1.3841265629555153,1.2457139066599638]
[null,null,null,1.3773154916185355,1.2395839424566819]
[null,null,null,1.3704033387742065,1.2333630048967859]
[null,null,null,1.363391749398275,1.2270525744584475]
[null,null,null,1.3562823939741051,1.2206541545766947]
[null,null,null,1.3490769682351527,1.2141692714116374]
[null,null,null,1.34177719290307,1.2075994736127631]
[null,null,null,1.3343848134216039,1.2009463320794436]
[null,null,null,1.3269015996855416,1.1942114397169874]
[null,null,null,1.3193293457653326,1.1873964111887994]
[null,null,null,1.3116698696271634,1.180502882664447]
[null,null,null,1.3039250128488824,1.1735325115639943]
[null,null,null,1.2960966403307239,1.1664869762976515]
[null,null,null,1.2881866400022233,1.159367976002001]
[null,null,null,1.2801969225240484,1.1521772302716435]
[null,null,null,1.2721294209858307,1.1449164788872477]
[null,null,null,1.2639860905990794,1.1375874815391716]
[null,null,null,1.2557689083858534,1.1301920175472682]
[null,null,null,1.2474798728630532,1.1227318855767479]
[null,null,null,1.2391210037213121,1.115208903349181]
[null,null,null,1.2306943415008185,1.1076249073507367]
[null,null,null,1.2222019472614534,{"$f":"D1339*0.9","v":1.0999817525353082}]
[null,null,null,1.2136459022489774,1.0922813120240797]
[null,null,null,1.2050283075564181,1.0845254768007764]
[null,null,null,1.1963512837815706,1.0767161554034137]
[null,null,null,1.1876169706786719,1.0688552736108048]
[null,null,null,1.1788275268074244,1.060944774126682]
[null,null,null,1.1699851291757639,1.0529866162581876]
[null,null,null,1.1610919728792446,1.0449827755913201]
[null,null,null,1.152150270735536,1.0369352436619825]
[null,null,null,1.1431622529140029,1.0288460276226026]
[null,null,null,1.134130166561846,1.0207171499056613]
[null,null,null,1.1250562754247895,1.0125506478823105]
[null,null,null,1.1159428594633134,1.0043485735169821]
[null,null,null,1.1067922144649351,0.99611299301844169]
[null,null,null,1.097606651651823,0.98784598648664079]
[null,null,null,1.0883884972834892,0.97954964755514029]
[null,null,null,1.0791400922548497,0.97122608302936475]
[null,null,null,1.0698637916914144,0.96287741252227299]
[null,null,null,1.0605619645372322,0.95450576808350895]
[null,null,null,1.0512369931408543,0.9461132938267689]
[null,null,null,1.0418912728356986,0.93770214555212872]
[null,null,null,1.0325272115152337,0.92927449036371035]
[null,null,null,1.0231472292052324,0.92083250628470914]
[null,null,null,1.013753757630397,0.91237838186735731]
[null,null,null,1.0043492397764666,0.90391431579881998]
[null,null,null,0.99493612944854348,0.89544251650368911]
[null,null,null,0.98551689082453109,0.88696520174207805]
[null,null,null,0.9760939980032326,0.87848459820290936]
[null,null,null,0.96666993455015415,0.87000294109513876]
[null,null,null,0.95724719303546379,0.86152247373191748]
[null,null,null,0.94782827457148855,0.85304544711433972]
[null,null,null,0.93841568834199407,0.84457411950779471]
[null,null,null,0.92901195112919055,0.83611075601627149]
[null,null,null,0.91961958683536693,0.8276576281518303]
[null,null,null,0.91024112600051765,0.81921701340046593]
[null,null,null,0.90087910531519455,0.81079119478367512]
[null,null,null,0.89153606712816114,0.802382460415345]
[null,null,null,0.88221455895098444,0.793993103055886]
[null,null,null,0.8729171329570562,0.78562541966135058]
[null,null,null,0.86364634547671315,0.77728171092904186]
[null,null,null,0.85440475648666947,0.7689642808380025]
[null,null,null,0.84519492909706173,0.76067543618735556]
[null,null,null,0.83601942903170112,0.75241748612853099]
[null,null,null,0.82688082410534136,0.7441927416948072]
[null,null,null,0.81778168369614335,0.73600351532652908]
[null,null,null,0.8087245782128285,0.72785212039154568]
[null,null,null,0.79971207855851389,0.71974087070266257]
[null,null,null,0.79074675558928931,0.71167208003036042]
[null,null,null,0.78183117956860926,0.70364806161174831]
[null,null,null,0.77296791961650868,0.69567112765485783]
[null,null,null,0.76415954315569223,0.68774358884012299]
[null,null,null,0.75540861535137083,0.67986775381623377]
[null,null,null,0.74671769854868231,0.67204592869381408]
[null,null,null,0.73808935170289303,0.66428041653260372]
[null,null,null,0.72952612980769871,0.65657351682692888]
[null,null,null,0.72103058331790493,0.6489275249861145]
[null,null,null,0.71260525756747484,0.64134473181072738]
[null,null,null,0.70425269218251074,0.63382742296425965]
[null,null,null,0.69597542049178784,0.62637787844260906]
[null,null,null,0.68777596893029624,0.6189983720372666]
[null,null,null,0.67965685644005447,0.61169117079604907]
[null,null,null,0.67162059386575024,0.60445853447917519]
[null,null,null,0.66366968334552112,0.59730271501096899]
[null,null,null,0.65580661769807236,0.5902259559282651]
[null,null,null,0.64803387980443006,{"$f":"D1403*0.9","v":0.58323049182398712}]
[null,null,null,0.64035394198614171,0.57631854778752756]
[null,null,null,0.6327692653778989,0.56949233884010908]
[null,null,null,0.62528229929617751,0.56275406936655981]
[null,null,null,0.6178954806038135,0.55610593254343221]
[null,null,null,0.61061123306949128,0.54955010976254215]
[null,null,null,0.60343196672251409,0.54308877005026268]
[null,null,null,0.59636007720365214,0.53672406948328699]
[null,null,null,0.58939794511150367,0.53045815060035328]
[null,null,null,0.582547935343662,0.52429314180929587]
[null,null,null,0.57581239643415927,0.51823115679074339]
[null,null,null,0.5691936598856735,0.51227429389710621]
[null,null,null,0.562694039498151,0.50642463554833594]
[null,null,null,0.5563158306918865,0.50068424762269792]
[null,null,null,0.55006130982696533,0.49505517884426881]
[null,null,null,0.54393273351741911,0.48953946016567723]
[null,null,null,0.53793233794157302,0.48413910414741573]
[null,null,null,0.53206233814807646,0.47885610433326881]
[null,null,null,0.52632492735560277,0.47369243462004251]
[null,null,null,0.52072227625081524,0.46865004862573373]
[null,null,null,0.5152565322797038,0.46373087905173344]
[null,null,null,0.50992981893508116,0.45893683704157306]
[null,null,null,0.50474423503984411,0.45426981153585971]
[null,null,null,0.49970185402534639,0.44973166862281178]
[null,null,null,0.49480472320550817,0.44532425088495736]
[null,null,null,0.49005486304626444,0.44104937674163802]
[null,null,null,0.48545426643055478,0.43690883978749934]
[null,null,null,0.4810048979185737,0.43290440812671632]
[null,null,null,0.47670869300480945,0.42903782370432852]
[null,null,null,0.4725675573676007,0.42531080163084062]
[null,null,null,0.46858336611829188,0.42172502950646268]
[null,null,null,0.46475796304208927,0.41828216673788038]
[null,null,null,0.46109315983664345,0.4149838438529791]
[null,null,null,0.45759073534545891,0.41183166181091302]
[null,null,null,0.45425243478686994,0.40882719130818296]
[null,null,null,0.45107996897838731,0.40597197208054858]
[null,null,null,0.44807501355684565,0.40326751220116108]
[null,null,null,0.4452392081934633,0.40071528737411699]
[null,null,null,0.44257415580525716,0.39831674022473146]
[null,null,null,0.44008142176094012,0.39607327958484612]
[null,null,null,0.43776253308306678,0.39398627977476014]
[null,null,null,0.43561897764554658,0.39205707988099192]
[null,null,null,0.43365220336663768,0.39028698302997394]
[null,null,null,0.43186361739693879,0.38867725565724492]
[null,null,null,0.43025458530320648,0.38722912677288585]
[null,null,null,0.42882643024857003,0.38594378722371303]
[null,null,null,0.42758043216672093,0.38482238895004883]
[null,null,null,0.42651782693217299,0.38386604423895571]
[null,null,null,0.42563980552654002,0.38307582497388604]
[null,null,null,0.42494751319972579,0.38245276187975324]
[null,null,null,0.42444204862659518,0.3819978437639357]
[null,null,null,0.42412446305989704,0.38171201675390737]
[null,null,null,0.42399575947731094,0.38159618352957986]
[null,null,null,0.42405689172502647,0.38165120255252383]
[null,null,null,0.42430876365719428,0.38187788729147487]
[null,null,null,0.42475222826966075,0.38227700544269466]
[null,null,null,0.4253880868295532,0.38284927814659792]
[null,null,null,0.42621708800119862,0.38359537920107878]
[null,null,null,0.42723992696675595,0.38451593427008035]
[null,null,null,0.42845724454184619,0.38561152008766159]
[null,null,null,0.42986962628840075,0.3868826636595607]
[null,null,null,0.43147760162134929,0.3883298414592144]
[null,null,null,0.43328164291118654,0.38995347862006791]
[null,null,null,0.43528216458306446,0.391753948124758]
[null,null,null,0.43747952220905972,{"$f":"D1467*0.9","v":0.39373156998815378}]
[null,null,null,0.43987401159967376,0.39588661043970641]
[null,null,null,0.44246586788637998,0.39821928109774202]
[null,null,null,0.44525526460317622,0.40072973814285862]
[null,null,null,0.44824231276151494,0.40341808148536346]
[null,null,null,0.45142705992276433,0.4062843539304879]
[null,null,null,0.4548094892634289,0.40932854033708604]
[null,null,null,0.45838951863829536,0.41255056677446583]
[null,null,null,0.46216699963794383,0.41595029967414948]
[null,null,null,0.4661417166418218,0.41952754497763961]
[null,null,null,0.47031338586716842,0.4232820472804516]
[null,null,null,0.47468165441310717,0.42721348897179645]
[null,null,null,0.47924609930007733,0.43132148937006959]
[null,null,null,0.4840062265058549,0.43560560385526942]
[null,null,null,0.48896146999521051,0.44006532299568946]
[null,null,null,0.49411119074659027,0.44470007167193126]
[null,null,null,0.49945467577345326,0.44950920819610796]
[null,null,null,0.50499113714187871,0.45449202342769085]
[null,null,null,0.51071971098328106,0.45964773988495294]
[null,null,null,0.51663945650223653,0.46497551085201289]
[null,null,null,0.52274935497930741,0.47047441948137669]
[null,null,null,0.52904830877233167,0.47614347789509853]
[null,null,null,0.53553514030895855,0.48198162627806268]
[null,null,null,0.54220859107793729,0.48798773197014356]
[null,null,null,0.54906732061384744,0.4941605885524627]
[null,null,null,0.55610990547949868,0.50049891493154886]
[null,null,null,0.5633348382409622,0.507001354416866]
[null,null,null,0.57074052644095019,0.51366647379685515]
[null,null,null,0.57832529156628354,0.52049276240965525]
[null,null,null,0.58608736800978889,0.52747863120881]
[null,null,null,0.59402490203003566,0.53462241182703207]
[null,null,null,0.60213595070504766,0.54192235563454294]
[null,null,null,0.61041848088198236,0.54937663279378413]
[null,null,null,0.61887036812224139,0.55698333131001732]
[null,null,null,0.62748939564163564,0.56474045607747214]
[null,null,null,0.63627325324682005,0.57264592792213809]
[null,null,null,0.64521953626660888,0.58069758263994797]
[null,null,null,0.65432574447914149,0.58889317003122732]
[null,null,null,0.6635892810344437,0.59723035293099935]
[null,null,null,0.67300745137187334,0.60570670623468603]
[null,null,null,0.68257746213523518,0.61431971592171164]
[null,null,null,0.69229642007880443,0.62306677807092403]
[null,null,null,0.70216133097605749,0.63194519787845171]
[null,null,null,0.71216909851578336,0.640952188664205]
[null,null,null,0.72231652319929651,0.65008487087936684]
[null,null,null,0.73260030123173436,0.65934027110856097]
[null,null,null,0.74301702340738629,0.66871532106664766]
[null,null,null,0.75356317399274886,0.67820685659347402]
[null,null,null,0.76423512960355566,0.68781161664320012]
[null,null,null,0.77502915807760075,0.69752624226984072]
[null,null,null,0.78594141734392764,0.70734727560953492]
[null,null,null,0.79696795428494838,0.71727115885645354]
[null,null,null,0.80810470359805109,0.72729423323824605]
[null,null,null,0.8193474866497823,0.73741273798480411]
[null,null,null,0.8306920103249098,0.74762280929241887]
[null,null,null,0.84213386587480343,0.75792047928732309]
[null,null,null,0.85366852775734614,0.7683016749816115]
[null,null,null,0.86529135247400291,0.77876221722660266]
[null,null,null,0.87699757740086426,0.78929781966077783]
[null,null,null,0.88878231962077336,0.79990408765869603]
[null,null,null,0.90064057474122095,0.81057651726709889]
[null,null,null,0.91256721571843613,0.82131049414659252]
[null,null,null,0.92455699166637828,0.83210129249974052]
[null,null,null,0.93660452667231908,0.8429440740050872]
[null,null,null,0.94870431859764537,{"$f":"D1531*0.9","v":0.85383388673788085}]
[null,null,null,0.96085073788104935,0.86476566409294442]
[null,null,null,0.97303802633404501,0.87573422370064058]
[null,null,null,0.98526029593341491,0.88673426634007346]
[null,null,null,0.99751152760843098,0.89776037484758786]
[null,null,null,1.0097855700218581,0.90880701301967226]
[null,null,null,1.0220761383523786,0.91986852451714085]
[null,null,null,1.0343768130633961,0.93093913175705656]
[null,null,null,1.0466810386770078,0.94201293480930703]
[null,null,null,1.0589821225356992,0.95308391028212935]
[null,null,null,1.0712732335634705,0.96414591020712348]
[null,null,null,1.0835474010220167,0.97519266091981505]
[null,null,null,1.0957975132622479,0.98621776193602317]
[null,null,null,1.1080163164696728,0.99721468482270559]
[null,null,null,1.1201964134085678,1.0081767720677111]
[null,null,null,1.1323302621592113,1.0190972359432902]
[null,null,null,1.1444101748482041,1.0299691573633838]
[null,null,null,1.1564283163832769,1.0407854847449494]
[null,null,null,1.1683767031716705,1.0515390328545036]
[null,null,null,1.1802472018427785,1.0622224816585006]
[null,null,null,1.192031527963799,1.072828375167419]
[null,null,null,1.2037212447481096,1.0833491202732988]
[null,null,null,1.2153077617642722,1.093776985587845]
[null,null,null,1.226782333635466,1.1041041002719194]
[null,null,null,1.2381360587384656,1.114322452864619]
[null,null,null,1.2493598778950243,1.1244238901055219]
[null,null,null,1.2604445730603544,1.1344001157543191]
[null,null,null,1.2713807660076277,1.1442426894068649]
[null,null,null,1.2821589170072478,1.153943025306523]
[null,null,null,1.2927693234992468,1.1634923911493222]
[null,null,null,1.3032021187656611,1.172881906889095]
[null,null,null,1.3134472705973934,1.1821025435376542]
[null,null,null,1.3234945799514897,1.1911451219563407]
[null,null,null,1.3333336796106856,1.2000003116496172]
[null,null,null,1.3429540328353369,1.2086586295518031]
[null,null,null,1.3523449320101761,1.2171104388091585]
[null,null,null,1.3614954972880007,1.2253459475592006]
[null,null,null,1.3703946752281873,1.2333552077053687]
[null,null,null,1.3790312374296398,1.2411281136866759]
[null,null,null,1.3873937791642277,1.2486544012478049]
[null,null,null,1.395470717997604,1.2559236461978436]
[null,null,null,1.4032502924099894,1.2629252631689905]
[null,null,null,1.4107205604174062,1.2696485043756656]
[null,null,null,1.4178693981764852,1.2760824583588366]
[null,null,null,1.4246844985956386,1.2822160487360748]
[null,null,null,1.4311533699378209,1.2880380329440388]
[null,null,null,1.4372633344158992,1.2935370009743092]
[null,null,null,1.4430015267894483,1.2987013741105036]
[null,null,null,1.4483548929502703,1.3035194036552433]
[null,null,null,1.4533101885109261,1.3079791696598335]
[null,null,null,1.4578539773803847,1.3120685796423464]
[null,null,null,1.4619726303454676,1.3157753673109209]
[null,null,null,1.4656523236352399,1.3190870912717159]
[null,null,null,1.4688790374914831,1.3219911337423349]
[null,null,null,1.4716385547305286,1.3244746992574759]
[null,null,null,1.4739164592999749,1.3265248133699774]
[null,null,null,1.4756981348322817,1.3281283213490536]
[null,null,null,1.4769687631918629,1.3292718868726767]
[null,null,null,1.4777133230204171,1.3299419907183754]
[null,null,null,1.4779165882773349,1.3301249294496014]
[null,null,null,1.4775631267729388,1.3298068140956449]
[null,null,null,1.4766372986989964,1.3289735688290969]
[null,null,null,1.475123255155367,1.3276109296398304]
[null,null,null,1.4730049366719875,1.3257044430047888]
[null,null,null,1.4702660717241507,{"$f":"D1595*0.9","v":1.3232394645517356}]
[null,null,null,1.4668901752486967,1.3202011577238271]
[null,null,null,1.4628605471451195,1.3165744924306075]
[null,null,null,1.4581602707876442,1.3123442437088799]
[null,null,null,1.4527722115157253,1.3074949903641528]
[null,null,null,1.4466790151358531,1.3020111136222678]
[null,null,null,1.439863106405852,1.2958767957652668]
[null,null,null,1.4323066875242958,1.2890760187718662]
[null,null,null,1.4239917366083823,1.2815925629475442]
[null,null,null,1.4149000061723775,1.2734100055551398]
[null,null,null,1.4050130215983323,1.2645117194384992]
[null,null,null,1.3943120796055837,1.2548808716450253]
[null,null,null,1.3827782467098544,1.2445004220388689]
[null,null,null,1.3703923576846471,1.2333531219161824]
[null,null,null,1.3571350140158138,1.2214215126142325]
[null,null,null,1.342986582346974,1.2086879241122765]
[null,null,null,1.3279271929287404,1.1951344736358664]
[null,null,null,1.3119367380570885,1.1807430642513796]
[null,null,null,1.2949948705074057,1.1654953834566653]
[null,null,null,1.2770810019703056,1.149372901773275]
[null,null,null,1.2581743014737796,1.1323568713264016]
[null,null,null,1.2382536938096678,1.114428324428701]
[null,null,null,1.2172978579490668,1.0955680721541601]
[null,null,null,1.1952852254540396,1.0757567029086357]
[null,null,null,1.1721939788922242,1.0549745810030018]

{"sheet":"Lookup","index":4,"n_rows":500,"n_cols":27,"rows_kept":500,"cut":false,"hidden":false,"merged":[]}
[1,"Device Name","Average Active Current (Amps)","Average Quiescent Current (Amps)","mS Active/Scan Interval","Seconds/Comm Interval","Duty Cycle",null,null,"Categories"]
[{"$f":"A1+1","v":2},null,null,null,null,null,null,null,null,"Dataloggers"]
[{"$f":"A2+1","v":3},"Dataloggers",0,0,0,0,0,null,null,"Sensors"]
[4,"--------------------------------",0,0,0,0,0,null,null,"Network Peripherals"]
[5,"CR1000",0.01,5.9999999999999995E-4,250,null,1,null,null,"Peripherals"]
[6,"CR10X",4.4999999999999998E-2,1E-3,45,null,1,null,null,"Communications"]
[7,"CR200X",3.0000000000000001E-3,2.0000000000000001E-4,250,null,1,null,null,"Cameras"]
[8,"CR206 1 Sec Radio",2.2000000000000001E-3,2.2000000000000001E-3,86400000,null,1,null,null,"Other"]
[9,"CR206X 8 Sec",3.0000000000000001E-3,4.4999999999999999E-4,150,null,1,null,null,"Batteries"]
[10,"CR206X Always on ",2.7E-2,2.7E-2,86400000000,null,1,null,null,"Solar Panels"]
[11,"CR216 1 sec",4.0000000000000001E-3,0,86400000,null,1,null,null,"Archive"]
[12,"CR216 8 Sec",8.0000000000000004E-4,0,86400000,null,1,null,null,"Select a Category"]
[13,"CR216 Radio always on ",3.5999999999999997E-2,0,86400000,null,1]
[14,"CR3000",1.4999999999999999E-2,2E-3,100,null,1]
[15,"CR5000",0.2,1.5E-3,64000,null,1]
[16,"CR5000 Card Active",0.26300000000000001,6.3E-2,50,null,1]
[17,"CR6",0.1,0.06,null,null,0.5]
[18,"CR850 Light",0.04,0,0,35,1]
[19,"CR8XX",0.01,5.9999999999999995E-4,100,null,1]
[20,"CR9000X/9041/9011/9032",0.48499999999999999,0.41,86400000,null,1,null,null,null,null,null,null,null,null,null,null,null,null,null,null,null,"Change Green Boxes",null,"E=I*R"]
[21,"CR9050",1.4999999999999999E-2,0,86400000,null,1,null,null,null,null,null,null,null,null,null,null,null,null,null,null,null,"Results in Pink",null,"E ","I","R"]
[22,"CR9051",1.4999999999999999E-2,0,86400000,null,1,null,null,null,null,null,null,null,null,null,null,null,null,null,null,null,null,null,{"$f":"Z22*AA22","v":2.5},2.5000000000000001E-2,100]
[23,"CR9052DC",0.5,5.0000000000000001E-3,86400000,null,1,null,null,null,null,null,null,null,null,null,null,null,null,null,null,null,null,null,12,{"$f":"Y23/AA23","v":0.34285714285714286},35]
[24,"CR9052IEPE",0.84,5.0000000000000001E-3,86400000,null,1,null,null,null,null,null,null,null,null,null,null,null,null,null,null,null,null,null,25,0.72,{"$f":"Y24/Z24","v":34.722222222222221}]
[25,"CR9055",1.4999999999999999E-2,0,86400000,null,1]
[26,"CR9055E",1.4999999999999999E-2,0,86400000,null,1,null,null,null,null,null,null,null,null,null,null,null,null,null,null,null,"P=I*E",null,null,"p=i*e"]
[27,"CR9058E",0.36,5.0000000000000001E-3,86400000,null,1,null,null,null,null,null,null,null,null,null,null,null,null,null,null,null,"P ","I","E",20,"mW"]
[28,"CR9060",0.125,0.108,86400000,null,1,null,null,null,null,null,null,null,null,null,null,null,null,null,null,null,{"$f":"X28*Y28","v":2.4000000000000004},24,0.1,12,"V"]
[29,"CR9071",2.5000000000000001E-2,2.5000000000000001E-2,86400000,null,1,null,null,null,null,null,null,null,null,null,null,null,null,null,null,null,73,{"$f":"W29/Y29","v":6.083333333333333},12,{"$f":"Z27/Z28","v":1.6666666666666667},"mA"]
[30,"CRX000 RS232",0.02,0,200,null,1,null,null,null,null,null,null,null,null,null,null,null,null,null,null,null,2.5,24,{"$f":"W30/X30","v":0.10416666666666667}]
[31]
[32,"Sensors",0,0,0,0,0]
[33,"--------------------------------",0,0,0,0,0]
[34,"014A",1.0000000000000001E-5,1.0000000000000001E-5,86400000000,null,1]
[35,"024A-L",2.5000000000000001E-4,2.5000000000000001E-4,86400000,null,1]
[36,"03001-L/03002-L",2.5000000000000001E-4,2.5000000000000001E-4,86400000,null,1]
[37,"034B-L",2.5000000000000001E-4,2.5000000000000001E-4,86400000,null,1]
[38,"05103-45-L Alpine",2.5000000000000001E-4,2.5000000000000001E-4,86400000,null,1]
[39,"05103-L",2.5000000000000001E-4,2.5000000000000001E-4,86400000,null,1]
[40,"05106-L",2.5000000000000001E-4,2.5000000000000001E-4,86400000,null,1]
[41,"05305-L",2.5000000000000001E-4,2.5000000000000001E-4,86400000,null,1]
[42,"083E-L",4.0000000000000001E-3,4.0000000000000001E-3,86400000,null,1]
[43,"092-L",0.01,0,10000,null,1]
[44,"105T-L",0,0,86400000,null,1]
[45,"107-L",2.5000000000000001E-4,0,2,null,1,null,null,null,null,null,null,null,null,null,null,null,null,null,null,null,"Revision History"]
[46,"108-L",2.5000000000000001E-4,0,2,null,1,null,null,null,null,null,null,null,null,null,null,null,null,null,null,null,"Date","Initials","Comments"]
[47,"109-L",2.5000000000000001E-4,0,2,null,1,null,null,null,null,null,null,null,null,null,null,null,null,null,null,null,"2010-05-13","BKM","Changed to allow 24 VDC vs 12 VDC. Customer must change cell H46 & H48 and Modify Solar panel ratings"]
[48,"127TC",0,0,86400000,null,1,null,null,null,null,null,null,null,null,null,null,null,null,null,null,null,"2010-09-21","BKM","Modified CE8 currents & CE4"]
[49,"223-L",2.5000000000000001E-4,0,2,null,1,null,null,null,null,null,null,null,null,null,null,null,null,null,null,null,"2010-10-23","BKM","Fixed 24 hour charging simulation & corrected total load to include losses.  Fixed slider controls to avoid going above 24 hours."]
[50,"227-L",2.5000000000000001E-4,0,2,null,1,null,null,null,null,null,null,null,null,null,null,null,null,null,null,null,"2010-11-01","BKM","Added more boxes to Battery Table and solar panel"]
[51,"229-L",2.5000000000000001E-4,0,2,null,1,null,null,null,null,null,null,null,null,null,null,null,null,null,null,null,"2010-11-18","BKM","Added in a 365 day simulation graph & fixed solar lookup formula to match changes made on 23 Oct"]
[52,"237-L",2.5000000000000001E-4,0,2,null,1,null,null,null,null,null,null,null,null,null,null,null,null,null,null,null,"2010-11-22","BKM","Added duty cycle option on the list of devices."]
[53,"385-L Non Heated",5.9999999999999995E-4,5.9999999999999995E-4,86400000,null,1,null,null,null,null,null,null,null,null,null,null,null,null,null,null,null,"2011-04-15","BKM","Modified look of first page"]
[54,"43347-L Temp",2.5000000000000001E-3,0,20,null,1,null,null,null,null,null,null,null,null,null,null,null,null,null,null,null,"2011-06-03","BKM","Added more boxes to the Lookup list (from 300 to 400)"]
[55,"43502-L Ventilator",0.5,0,86400000,null,1,null,null,null,null,null,null,null,null,null,null,null,null,null,null,null,"2011-06-03","BKM","Moved all of the calculation tables on the Budget tab to column aa and removed all conditional formatting on these to avoid drawing attention to them."]
[56,"52202-L 12 VDC",0.36,0,0,null,0.5,null,null,null,null,null,null,null,null,null,null,null,null,null,null,null,"2013-01-25","BKM","Added in formula to derate battery capacity due to cold temperatures"]
[57,"52202-L 24 VDC",0.72,0,86400000,null,0.5,null,null,null,null,null,null,null,null,null,null,null,null,null,null,null,"2013-12-04","BKM","Fixed bug on temperature compensation to limit the formula to max battery size.  Was over sizing bat at 25°C."]
[58,"ASPTC-L",0.26,0.26,86400000,null,1,null,null,null,null,null,null,null,null,null,null,null,null,null,null,null,"2013-12-04","BKM","Added in 17 Ahr Battery"]
[59,"CMP3",0,0,86400000,null,1]
[60,"CNF4 Heater",0.9,0,0,null,0.7]
[61,"CNR1 Heater",0.5,0,86400000,30,1]
[62,"CS100 A",3.0000000000000001E-3,9.9999999999999995E-7,0,45,1]
[63,"CS106 Active",4.0000000000000001E-3,9.9999999999999995E-7,10,null,1]
[64,"CS110 1 sec scan",0.06,0.06,86400000,null,1]
[65,"CS110 select scan",0.75,5.9999999999999995E-4,79,null,1,null,null,null,null,null,null,null,null,null,null,null,null,null,null,null,"Ideas for improvement:"]
[66,"CS115A",8.0000000000000002E-3,9.9999999999999995E-7,2,null,1]
[{"$f":"A66+1","v":67},"CS120",0.1,8.0000000000000002E-3,86400000,null,1,null,null,null,null,null,null,null,null,null,null,null,null,null,null,null,1,"Add \"Reset-all\" button."]
[68,"CS120 Dew Heaters",0.08,0,0,600,1,null,null,null,null,null,null,null,null,null,null,null,null,null,null,null,2,"Add Reserve Time by Latitude in lookup table."]
[69,"CS210",5.0000000000000001E-4,5.0000000000000001E-4,864000,null,1,null,null,null,null,null,null,null,null,null,null,null,null,null,null,null,3,"Add Peak Sun hours by zip code or country"]
[70,"CS215-L A",1.6999999999999999E-3,6.9999999999999994E-5,150,null,1,null,null,null,null,null,null,null,null,null,null,null,null,null,null,null,4,"Change colors for color blind"]
[71,"CS215-L*25",4.2500000000000003E-2,1.75E-3,15000,null,1,null,null,null,null,null,null,null,null,null,null,null,null,null,null,null,5,"Add hints if reserve too low or loads too high"]
[72,"CS300-L",0,0,86400000,null,1,null,null,null,null,null,null,null,null,null,null,null,null,null,null,null,6,"Show formulas. "]
[73,"CS410-L",0.22222,0,86400000,null,1,null,null,null,null,null,null,null,null,null,null,null,null,null,null,null,7,"On line 33, show summary of reserve time, recommendations, etc."]
[74,"CS450-L 1 SEC Measure",0.04,0.04,86400000,null,1]
[75,"CS450-L/451-L",2E-3,8.0000000000000007E-5,86400000,null,1,null,null,null,null,null,null,null,null,null,null,null,null,null,null,null,8,"Duty cycle up/down button for each of the loads"]
[76,"CS455-L/456-L",2E-3,8.0000000000000007E-5,86400000,null,1,null,null,null,null,null,null,null,null,null,null,null,null,null,null,null,9,"Link to SCWin so that Power Budget is Automatic, or have SCWin take values from work sheet."]
[77,"CS475/476/477",1.4E-2,4.7000000000000002E-3,180000,null,1,null,null,null,null,null,null,null,null,null,null,null,null,null,null,null,10,"Calculate Battery size needed for backup desired, and solar panel for hours of sun at site."]
[78,"CS547A-L",2.5000000000000001E-3,0,86400000,null,1,null,null,null,null,null,null,null,null,null,null,null,null,null,null,null,11,"Cold Temp Winter Extreem temperature affect on battery."]
[79,"CS616-L Active",6.5000000000000002E-2,4.5000000000000003E-5,50,null,1]
[80,"CS616-L*4*Mux16",6.5000000000000002E-2,4.5000000000000003E-5,3200,null,1,null,null,null,null,null,null,null,null,null,null,null,null,null,null,null,null,"Ideas for improvement:"]
[81,"CS625-L Active",6.5000000000000002E-2,4.5000000000000003E-5,50,null,1]
[82,"CS650-L * 5",7.5000000000000002E-4,6.7500000000000004E-4,0,60,1,null,null,null,null,{"$f":"14400/3600","v":4},null,null,null,null,null,null,null,null,null,null,1,"Add in Longitude, Latitude, Elevation calculations"]
[83,"CS650-L/CS655-L",1.4999999999999999E-4,1.35E-4,0,60,1]
[84,"CS700-L",1.0000000000000001E-5,1.0000000000000001E-5,86400000,null,1,null,null,null,null,null,null,null,null,null,null,null,null,null,null,null,3,"Show a graph of backup days with a series of different sized batteries."]
[85,"CS725",0.18,0.18,86400000,null,1,null,null,null,null,null,null,null,null,null,null,null,null,null,null,null,4,"Add SDM-CD8S"]
[86,"CSAT3",6.7000000000000004E-2,6.7000000000000004E-2,86400000,null,1,null,null,null,null,null,null,null,null,null,null,null,null,null,null,null,5,"Unlock some cells on first page for notes."]
[87,"CSAT3 20 Hz",0.1,0.1,86400000,null,1,null,null,null,null,null,null,null,null,null,null,null,null,null,null,null,6,"Redesign and set print area so that the report can be printed easily."]
[88,"CSAT3 60 Hz",0.2,0.2,86400000,null,1,null,null,null,null,null,null,null,null,null,null,null,null,null,null,null,7,"Add in feature to block out part of sky for obstructions (derate total hours even more for obstructions)."]
[89,"CSD3",0.01,0.01,null,null,1,null,null,null,null,null,null,null,null,null,null,null,null,null,null,null,8,"Add a line for the name of the project"]
[90,"CSD3 1 watt heater",0.111,8.3000000000000001E-3,null,300]
[91,"CSD3 10 watt",1.111,8.3000000000000001E-3,null,300]
[92,"CSIM11",0,0,86400000,null,1]
[93,"CVF4 Fan 5 watts",0.42499999999999999,0.42499999999999999,null,null,1]
[94,"CVF4 Heater 5.5 watts",0.47,0,null,900]
[95,"EC150 Preliminary",0.5,0.5,86400000,null,1]
[96,"EKO STR-21G Sun Tracker",0.83299999999999996,0.83299999999999996,null,null,1]
[97,"GPS16-HVS",6.5000000000000002E-2,6.5000000000000002E-2,0,10,1]
[98,"HC2S3-L",2E-3,2.0000000000000001E-4,60000,null,1]
[99,"HFP01-L",0,0,86400000,null,1]
[100,"HFP01SC",0.02,0,2,null,1]
[101,"HMP155A-L 2 second",3.0000000000000001E-3,0,2100,null,1]
[102,"HMP155A-L always on",3.0000000000000001E-3,3.0000000000000001E-3,86400000,null,1]
[103,"HMP50-L",2E-3,0,200,null,1]
[104,"KH20",1.4999999999999999E-2,1.4999999999999999E-2,86400000,null,1]
[105,"LI190SB-L",0,0,86400000,null,1]
[106,"LI200X-L",0,0,86400000,null,1]
[107,"LP02-L",0,0,null,null,1]
[108,"LWS-L",2.5000000000000001E-3,0,10]
[109,"NR-LITE-L",0,0,86400000,null,1]
[110,"OBS-3+ 4-20 mA 10 s",4.4999999999999998E-2,0,10000,null,1]
[111,"OBS-3+ Vout 10 sec",1.4999999999999999E-2,0,10000,null,1]
[112,"OBS300 4-20 mA 10 s",4.4999999999999998E-2,0,10000,null,1]
[113,"OBS300 Vout 10 sec",1.4999999999999999E-2,0,10000,null,1]
[114,"OBS500 Burst 100",0.04,0,40000,null,1]
[115,"OBS500 shutter 20 sec",0.12,2.0000000000000001E-4,0,20,1]
[116,"OBS-L",1.4999999999999999E-2,0,86400000,null,1]
[117,"PWS100 - SDI12 - dew heater",0.2,0.2,86400000,null,1]
[118,"PWS100 Hood Heater Only",14,14,86400000,null,1]
[119,"PWS100 w/DewHeat & SDI12",1,1,86400000,null,1]
[120,"RA100 Light pole",0.25,0,86400000,null,1]
[121,"SR50A-L rs232",0.25,2E-3,300,null,1]
[122,"SR50A-L SDI-12",0.25,1E-3,400,null,1]
[123,"Stevens Hydra Probe II",0.03,1E-3,30000]
[124,"TB4-L",1.0000000000000001E-5,1.0000000000000001E-5,86400000,null,1]
[125,"TCAV-L",0,0,86400000,null,1]
[126,"TDR100 Measure",0.27,2E-3,0,4,1]
[127,"TE525-L",1.0000000000000001E-5,1.0000000000000001E-5,1,null,1]
[128,"TE525MM-L",1.0000000000000001E-5,1.0000000000000001E-5,1,null,1]
[129,"TE525WS-L",1.0000000000000001E-5,1.0000000000000001E-5,1,null,1]
[130,"UVS-B K&Z Heater",0.86399999999999999,7.4999999999999997E-2,null,null,0.25]
[{"$f":"A130+1","v":131},"WINDSONIC1-L",1.4999999999999999E-2,1.4999999999999999E-2,86400000,null,1]
[132,"WINDSONIC4-L",2.3E-2,2.3E-2,86400000,null,1]
[133,"WXT520",3.0000000000000001E-3,0,86400000,0,1]
[134,"WXT520 Heater Only",1.1000000000000001,0,0,60,1]
[135,"Young 85000",0.03,1E-3,400,null,1]
[136]
[137,"Network Peripherals",0,0,0,0,0]
[138,"--------------------------------",0,0,0,0,0]
[139,"NL100",0.14000000000000001,0.14000000000000001,86400000,6,1]
[140,"NL115 Card",2.3E-2,0.02,86400000,2,1]
[141,"NL115 Ethernet",0.02,0.02,86400000,6,1]
[142,"NL115 Ethernet Sleep",0.02,2E-3,86400000,null,1]
[143,"NL120",0.02,0.02,86400000,null,1]
[144,"NL200 Always On",0.05,2E-3,86400000,null,1]
[145,"NL200 IPNetPower",0.05,2E-3,0,300,1]
[146,"NL201 Always on",0.05,0.05,null,null,1]
[147,"NL240",5.6000000000000001E-2,0.05,86400000,null,1]
[148,"NL240 Low Power mode",0.04,6.1000000000000004E-3,86400000,null,1]
[149,"NP1",1,2,3,4,0.05]
[150,"NP2",2,3,4,5,0.06]
[151,"NP3",3,4,5,6,7.0000000000000007E-2]
[152,"NP4",4,5,6,7,0.08]
[153,"NP5",5,6,7,8,0.09]
[154]
[155,"Peripherals",0,0,0,0,0]
[156,"--------------------------------",0,0,0,0,0]
[157,"A547",6.9999999999999999E-6,6.9999999999999999E-6,86400000,null,1]
[158,"A6REL-12 active relay",0.03,6.0000000000000002E-6,0,30,1]
[159,"AM16/32(A)(B)",6.0000000000000001E-3,2.1000000000000001E-4,0,60,1]
[160,"AM25T Active",1E-3,5.0000000000000001E-4,0,4,1]
[161,"AVW200 * 16",0.04,2.9999999999999997E-4,32000,null,1]
[162,"AVW200 * 32",0.04,2.9999999999999997E-4,64000,null,1]
[163,"AVW200 * 4",0.04,2.9999999999999997E-4,8000,null,1]
[164,"AVW200 * 8",0.04,2.9999999999999997E-4,16000,null,1]
[165,"AVW200 1 Sensor 2 se",0.04,2.9999999999999997E-4,2000,null,1]
[166,"AVW206 1 sens 8 sec Radio",7.5000000000000002E-4,7.5000000000000002E-4,2000,null,1]
[167,"AVW206 2 Sens .5 sec radio",4.3999999999999997E-2,4.3E-3,4000,null,1]
[168,"CD294 Active",5.4999999999999997E-3,4.0000000000000003E-5,0,30,1]
[169,"CH200/PS200",4.0000000000000002E-4,4.0000000000000002E-4,86400000,null,1]
[170,"CR1000KD A no light",7.0000000000000001E-3,1E-4,0,45,1]
[171,"CR1000KD A w/light",0.1,1E-4,0,35,1]
[172,"CR1000KD Active",1.4999999999999999E-2,1E-4,0,45,1]
[173,"CURS100",0.02,4.0000000000000001E-3,15,null,1]
[174,"LLAC4",1E-4,1E-4,86400000,null,1]
[175,"MorningStar",0.01,0.01,86400000,null,1]
[176]
[177,"Communications",0,0,0,0,0]
[178,"--------------------------------",0,0,0,0,0]
[179,"CFM100 Active",0.02,8.0000000000000004E-4,20,1,1]
[180,"COM220 A",0.03,1.2E-4,null,300,1]
[181,"COM310 A",0.14000000000000001,1E-4,null,30,1]
[182,"FC100 Fiber Optic converter",5.0000000000000001E-3,0,8640000,null,1]
[183,"MD485",2E-3,1.1999999999999999E-3,200,null,1]
[184,"MD485 Transmit",7.0000000000000001E-3,1.1999999999999999E-3,0,10,1]
[185,"RavenXT 9 hrs/day",0.12,0,0,null,0.38]
[186,"RavenXTG",0.12,0.05,0,300,1]
[187,"RavenXTV",0.12,0.05,0,30,1]
[188,"RavenXTV 10 min Cycle power",0.12,0,0,600,1]
[189,"RF300/304 Tx",1.5,0.05,0,5,1]
[190,"RF310 B AC",2,2,0,60,1]
[191,"RF310M",3.5000000000000003E-2,3.5000000000000003E-2,0,5,1]
[192,"RF31X RADIOS Rx",3.5000000000000003E-2,3.5000000000000003E-2,0,0,1]
[193,"RF31X RADIOS Tx1",0.8,3.5000000000000003E-2,0,1,1]
[194,"RF31X RADIOS Tx5",1.5,3.5000000000000003E-2,0,1,1]
[{"$f":"A194+1","v":195},"RF320",1.2,2.5000000000000001E-2,null,0.5,1]
[196,"RF401 0.5 sec",7.4999999999999997E-2,4.0000000000000001E-3,0,5,1]
[197,"RF401 1 Sec Header",7.4999999999999997E-2,2E-3,0,5,1]
[198,"RF401 8 Sec Header",7.4999999999999997E-2,4.0000000000000002E-4,0,5,1]
[199,"RF401 Always On",7.4999999999999997E-2,2.4E-2,0,5,1]
[200,"RF401 Transmit",7.4999999999999997E-2,0,0,5,1]
[201,"RF416 (415) 0.5 sec",7.5999999999999998E-2,5.4999999999999997E-3,0,10,1]
[202,"RF416 (415) 1 Sec Header",7.5999999999999998E-2,2.8E-3,0,10,1]
[203,"RF416 (415) 8 Sec Header",7.5999999999999998E-2,1.5E-3,0,10,1]
[204,"RF416 (415) Always On",7.5999999999999998E-2,3.3000000000000002E-2,0,10,1]
[205,"RF450 Idle",2.1999999999999999E-2,7.0000000000000001E-3,111,2,1]
[206,"RF450 R",7.5999999999999998E-2,0,0,5,0]
[207,"RF450 T",0.5,0,0,2,1]
[208,"RF500M",1.4999999999999999E-2,3.5E-4,86400000,null,1]
[209,"SAT ARGOS",0.22222,0.222,86400000,15,1]
[210,"SC105",1.2E-2,1.2E-2,86400000,2,1]
[211,"SC32B",1.4999999999999999E-2,1.4999999999999999E-2,86400000,2,1]
[212,"SC929",0.01,0.01,86400000,5,1]
[213,"SC932",1.4999999999999999E-2,1.4999999999999999E-2,86400000,5,1]
[214,"SC-CPI",0.05,0.05,86400000,null,1]
[215,"SDM1502",0.22222,0.222,86400000,null,1]
[216,"SDM-AO4",1.0500000000000001E-2,1.0500000000000001E-2,86400000,null,1]
[217,"SDM-CAN",0.22222,0,86400000,null,1]
[218,"SDM-CD16AC",0.72,0.5,0,30,1]
[219,"SDM-CD8S 1 LED",1.7500000000000002E-2,1.4999999999999999E-2,0,45,1]
[220,"SDM-CD8S 8 LED",3.5000000000000003E-2,1.4999999999999999E-2,0,45,1]
[221,"SDM-CVO4",7.0000000000000007E-2,7.0000000000000007E-2,86400000,null,1]
[222,"SDM-INT8",0.02,0.02,86400000,null,1]
[223,"SDM-SIO1 Active",1.2500000000000001E-2,6.9999999999999994E-5,0,10,1]
[224,"SDM-SIO1 Idle",5.4999999999999997E-3,6.9999999999999994E-5,0,10,1]
[225,"SDM-SIO4",2.9000000000000001E-2,2.9000000000000001E-2,86400000,null,1]
[226,"SDM-SW8A",6.0000000000000001E-3,3.0000000000000001E-3,0,20,1]
[227,"SDMX50",0.09,1E-3,0,4,1]
[228,"SDMX50LP",0.09,1E-3,0,4,1]
[229,"TX312/320 Tx",2.6,5.0000000000000001E-3,0,15,1]
[230,"VSP3",7.4999999999999997E-2,2.5000000000000001E-2,0,6,1]
[231]
[232,"Cameras",0,0,0,0,0]
[233,"--------------------------------",0,0,0,0,0]
[234,"CC5MPX",0.25,1E-3,90000,90,1]
[235,"CC5MPX Heater",1.2,0,0,300,1]
[236]
[237,"Other",0,0,0,0,0]
[238,"--------------------------------",0,0,0,0,0]
[239,"CDM-VW300",0.115,0.115,86400000,null,1]
[240,"CDM-VW305",0.19,0.19,86400000,null,1]
[241,"CE4 * 16 (mux)",7.4999999999999997E-2,0,480000,null,1]
[242,"CE4 1 sensor",0.05,0,30000,null,1]
[243,"CE8 1 sensor",0.05,0,30000,null,1]
[244,"CE8 2 sensors",7.4999999999999997E-2,0,60000,null,1]
[245,"CE8*6",7.4999999999999997E-2,0,180000,null,1]
[246,"DCDC18R",4.0000000000000001E-3,4.0000000000000001E-3,86400000,null,1]
[247,"EasyAg II",0.1,2.5000000000000001E-4,30000,null,1]
[248,"ET107 w/o RS232",1.6E-2,1E-3,200,null,1]
[249,"ET107 w/RS232",2.8000000000000001E-2,1.6E-2,200,null,1]
[250,"Geonor Precip",0.05,0.05,86400000,null,1]
[251,"Hydro Wiper D",0.09,5.0000000000000004E-6,10000,10,1]
[252,"Load 1 Amp",1,1,null,null,1]
[253,"Load1 500 mA",0.5,0.5,null,null,1]
[254,"mA 1",1E-3,1E-3,null,null,1]
[255,"mA 10",0.01,0.01,null,null,1]
[256,"mA 100",0.1,0.1,null,null,1]
[257,"mA 2",2E-3,2E-3,null,null,1]
[258,"mA 20",0.02,0.02,null,null,1]
[{"$f":"A258+1","v":259},"mA 250",0.25,0.25,null,3600]
[260,"mA 5",5.0000000000000001E-3,5.0000000000000001E-3,null,null,1]
[261,"mA 50",0.05,0.05,null,null,1]
[262,"VDIV10:1",1.2E-4,1.2E-4,86400000,null,1]
[263,"VDIV2:1",5.9999999999999995E-4,5.9999999999999995E-4,86400000,null,1]
[264]
[265]
[266]
[267]
[268]
[269]
[270]
[271]
[272]
[273]
[274]
[275]
[276]
[277]
[278]
[279]
[280]
[281]
[282]
[283]
[284]
[285]
[286]
[287]
[288]
[289]
[290]
[291]
[292]
[293]
[294]
[295]
[296]
[297]
[298]
[299]
[300]
[301]
[302]
[303]
[304]
[305]
[306]
[307]
[308]
[309]
[310]
[311]
[312]
[313]
[314]
[315]
[316]
[317]
[318]
[319]
[320]
[321]
[322]
[{"$f":"A322+1","v":323}]
[324]
[325]
[326]
[327]
[328]
[329]
[330]
[331]
[332]
[333]
[334]
[335]
[336]
[337]
[338]
[339]
[340]
[341]
[342]
[343]
[344]
[345]
[346]
[347]
[348]
[349]
[350]
[351]
[352]
[353]
[354]
[355]
[356]
[357]
[358]
[359]
[360]
[361]
[362]
[363]
[364]
[365]
[366]
[367]
[368]
[369]
[370]
[371]
[372]
[373]
[374]
[375]
[376]
[377]
[378]
[379]
[380]
[381]
[382]
[383]
[384]
[385]
[386]
[{"$f":"A386+1","v":387}]
[388]
[389]
[390]
[391]
[392]
[393]
[394]
[395]
[396]
[397]
[398]
[399]
[400]
[401]
[402]
[403]
[404]
[405]
[406]
[407]
[408]
[409]
[410,null,null,null,null,null,null,null,null,null,null,null,null,null,null,"To change look up table size:"]
[411,null,null,null,null,null,null,null,null,null,null,null,null,null,null,"Change Drop down boxes in B3..B17"]
[412,null,null,null,null,null,null,null,null,null,null,null,null,null,null,"Change Chart look up in cell…k36..k48"]
[413,null,null,null,null,null,null,null,null,null,null,null,null,null,null,"AB13..AB26"]
[414,null,null,null,null,null,null,null,null,null,null,null,null,null,null,"AC13..AC26"]
[415,null,null,null,null,null,null,null,null,null,null,null,null,null,null,"AD13..AD26"]
[416,null,null,null,null,null,null,null,null,null,null,null,null,null,null,"AF13..AF26"]
[417,null,null,null,null,null,null,null,null,null,null,null,null,null,null,"AJ13..AJ26"]
[418]
[419]
[420]
[421]
[422]
[423]
[424]
[425]
[426]
[427]
[428]
[429]
[430]
[431]
[432]
[433]
[434]
[435]
[436]
[437]
[438]
[439]
[440]
[441]
[442]
[443]
[444]
[445]
[446]
[447]
[448]
[449]
[450]
[{"$f":"A450+1","v":451}]
[452]
[453]
[454]
[455]
[456]
[457]
[458]
[459]
[460]
[461]
[462]
[463]
[464]
[465]
[466]
[467]
[468]
[469]
[470]
[471]
[472]
[473]
[474]
[475]
[476]
[477]
[478]
[479]
[480]
[481]
[482]
[483]
[484]
[485]
[486]
[487]
[488]
[489]
[490]
[491]
[492]
[493]
[494]
[495]
[496]
[497]
[498]
[499]
[500]

{"sheet":"Alphabetical","index":5,"n_rows":1001,"n_cols":16,"rows_kept":1001,"cut":false,"hidden":false,"merged":[]}
[null,"Device Name","Average Active Current (Amps)","Average Quiescent Current (Amps)","mS Active/Scan Interval","Seconds/Comm Interval","Duty Cycle"]
[1,null,null,null,null,null,null,null,"Leave this row blank!!!!"]
[{"$f":"A2+1","v":2},"014A",1.0000000000000001E-5,1.0000000000000001E-5,86400000000,null,1]
[3,"024A-L",2.5000000000000001E-4,2.5000000000000001E-4,86400000,null,1]
[4,"03001-L/03002-L",2.5000000000000001E-4,2.5000000000000001E-4,86400000,null,1]
[5,"034B-L",2.5000000000000001E-4,2.5000000000000001E-4,86400000,null,1]
[6,"05103-45-L Alpine",2.5000000000000001E-4,2.5000000000000001E-4,86400000,null,1]
[7,"05103-L",2.5000000000000001E-4,2.5000000000000001E-4,86400000,null,1]
[8,"05106-L",2.5000000000000001E-4,2.5000000000000001E-4,86400000,null,1]
[9,"05305-L",2.5000000000000001E-4,2.5000000000000001E-4,86400000,null,1]
[10,"083E-L",4.0000000000000001E-3,4.0000000000000001E-3,86400000,null,1]
[11,"092-L",0.01,0,10000,null,1]
[12,"105T-L",0,0,86400000,null,1]
[13,"107-L",2.5000000000000001E-4,0,2,null,1]
[14,"108-L",2.5000000000000001E-4,0,2,null,1]
[15,"109-L",2.5000000000000001E-4,0,2,null,1]
[16,"127TC",0,0,86400000,null,1]
[17,"223-L",2.5000000000000001E-4,0,2,null,1]
[18,"227-L",2.5000000000000001E-4,0,2,null,1]
[19,"229-L",2.5000000000000001E-4,0,2,null,1]
[20,"237-L",2.5000000000000001E-4,0,2,null,1]
[21,"385-L Non Heated",5.9999999999999995E-4,5.9999999999999995E-4,86400000,null,1]
[22,"43347-L Temp",2.5000000000000001E-3,0,20,null,1]
[23,"43502-L Ventilator",0.5,0,86400000,null,1]
[24,"52202-L 12 VDC",0.36,0,0,null,0.5]
[25,"52202-L 24 VDC",0.72,0,86400000,null,0.5]
[26,"A547",6.9999999999999999E-6,6.9999999999999999E-6,86400000,null,1]
[27,"A6REL-12 active relay",0.03,6.0000000000000002E-6,0,30,1]
[28,"AM16/32(A)(B)",6.0000000000000001E-3,2.1000000000000001E-4,0,60,1]
[29,"AM25T Active",1E-3,5.0000000000000001E-4,0,4,1]
[30,"ASPTC-L",0.26,0.26,86400000,null,1]
[31,"AVW200 * 16",0.04,2.9999999999999997E-4,32000,null,1]
[32,"AVW200 * 32",0.04,2.9999999999999997E-4,64000,null,1]
[33,"AVW200 * 4",0.04,2.9999999999999997E-4,8000,null,1]
[34,"AVW200 * 8",0.04,2.9999999999999997E-4,16000,null,1]
[35,"AVW200 1 Sensor 2 se",0.04,2.9999999999999997E-4,2000,null,1]
[36,"AVW206 1 sens 8 sec Radio",7.5000000000000002E-4,7.5000000000000002E-4,2000,null,1]
[37,"AVW206 2 Sens .5 sec radio",4.3999999999999997E-2,4.3E-3,4000,null,1]
[38,"CC5MPX",0.25,1E-3,90000,90,1]
[39,"CC5MPX Heater",1.2,0,0,300,1]
[40,"CD294 Active",5.4999999999999997E-3,4.0000000000000003E-5,0,30,1]
[41,"CDM-VW300",0.115,0.115,86400000,null,1]
[42,"CDM-VW305",0.19,0.19,86400000,null,1]
[43,"CE4 * 16 (mux)",7.4999999999999997E-2,0,480000,null,1]
[44,"CE4 1 sensor",0.05,0,30000,null,1]
[45,"CE8 1 sensor",0.05,0,30000,null,1]
[46,"CE8 2 sensors",7.4999999999999997E-2,0,60000,null,1]
[47,"CE8*6",7.4999999999999997E-2,0,180000,null,1]
[48,"CFM100 Active",0.02,8.0000000000000004E-4,20,1,1]
[49,"CH200/PS200",4.0000000000000002E-4,4.0000000000000002E-4,86400000,null,1]
[50,"CMP3",0,0,86400000,null,1]
[51,"CNF4 Heater",0.9,0,0,null,0.7]
[52,"CNR1 Heater",0.5,0,86400000,30,1]
[53,"COM220 A",0.03,1.2E-4,null,300,1]
[54,"COM310 A",0.14000000000000001,1E-4,null,30,1]
[55,"CR1000",0.01,5.9999999999999995E-4,250,null,1]
[56,"CR1000KD A no light",7.0000000000000001E-3,1E-4,0,45,1]
[57,"CR1000KD A w/light",0.1,1E-4,0,35,1]
[58,"CR1000KD Active",1.4999999999999999E-2,1E-4,0,45,1]
[59,"CR10X",4.4999999999999998E-2,1E-3,45,null,1]
[60,"CR200X",3.0000000000000001E-3,2.0000000000000001E-4,250,null,1]
[61,"CR206 1 Sec Radio",2.2000000000000001E-3,2.2000000000000001E-3,86400000,null,1]
[62,"CR206X 8 Sec",3.0000000000000001E-3,4.4999999999999999E-4,150,null,1]
[63,"CR206X Always on ",2.7E-2,2.7E-2,86400000000,null,1]
[64,"CR216 1 sec",4.0000000000000001E-3,0,86400000,null,1]
[65,"CR216 8 Sec",8.0000000000000004E-4,0,86400000,null,1]
[{"$f":"A66+1","v":66},"CR216 Radio always on ",3.5999999999999997E-2,0,86400000,null,1]
[67,"CR3000",1.4999999999999999E-2,2E-3,100,null,1]
[68,"CR5000",0.2,1.5E-3,64000,null,1]
[69,"CR5000 Card Active",0.26300000000000001,6.3E-2,50,null,1]
[70,"CR6",0.1,0.06,null,null,0.5]
[71,"CR850 Light",0.04,0,0,35,1]
[72,"CR8XX",0.01,5.9999999999999995E-4,100,null,1]
[73,"CR9000X/9041/9011/9032",0.48499999999999999,0.41,86400000,null,1]
[74,"CR9050",1.4999999999999999E-2,0,86400000,null,1]
[75,"CR9051",1.4999999999999999E-2,0,86400000,null,1]
[76,"CR9052DC",0.5,5.0000000000000001E-3,86400000,null,1]
[77,"CR9052IEPE",0.84,5.0000000000000001E-3,86400000,null,1]
[78,"CR9055",1.4999999999999999E-2,0,86400000,null,1]
[79,"CR9055E",1.4999999999999999E-2,0,86400000,null,1]
[80,"CR9058E",0.36,5.0000000000000001E-3,86400000,null,1]
[81,"CR9060",0.125,0.108,86400000,null,1]
[82,"CR9071",2.5000000000000001E-2,2.5000000000000001E-2,86400000,null,1]
[83,"CRX000 RS232",0.02,0,200,null,1]
[84,"CS100 A",3.0000000000000001E-3,9.9999999999999995E-7,0,45,1]
[85,"CS106 Active",4.0000000000000001E-3,9.9999999999999995E-7,10,null,1]
[86,"CS110 1 sec scan",0.06,0.06,86400000,null,1]
[87,"CS110 select scan",0.75,5.9999999999999995E-4,79,null,1]
[88,"CS115A",8.0000000000000002E-3,9.9999999999999995E-7,2,null,1]
[89,"CS120",0.1,8.0000000000000002E-3,86400000,null,1]
[90,"CS120 Dew Heaters",0.08,0,0,600,1]
[91,"CS210",5.0000000000000001E-4,5.0000000000000001E-4,864000,null,1]
[92,"CS215-L A",1.6999999999999999E-3,6.9999999999999994E-5,150,null,1]
[93,"CS215-L*25",4.2500000000000003E-2,1.75E-3,15000,null,1]
[94,"CS300-L",0,0,86400000,null,1]
[95,"CS410-L",0.22222,0,86400000,null,1]
[96,"CS450-L 1 SEC Measure",0.04,0.04,86400000,null,1]
[97,"CS450-L/451-L",2E-3,8.0000000000000007E-5,86400000,null,1]
[98,"CS455-L/456-L",2E-3,8.0000000000000007E-5,86400000,null,1]
[99,"CS475/476/477",1.4E-2,4.7000000000000002E-3,180000,null,1]
[100,"CS547A-L",2.5000000000000001E-3,0,86400000,null,1]
[101,"CS616-L Active",6.5000000000000002E-2,4.5000000000000003E-5,50,null,1]
[102,"CS616-L*4*Mux16",6.5000000000000002E-2,4.5000000000000003E-5,3200,null,1]
[103,"CS625-L Active",6.5000000000000002E-2,4.5000000000000003E-5,50,null,1]
[104,"CS650-L * 5",7.5000000000000002E-4,6.7500000000000004E-4,0,60,1]
[105,"CS650-L/CS655-L",1.4999999999999999E-4,1.35E-4,0,60,1]
[106,"CS700-L",1.0000000000000001E-5,1.0000000000000001E-5,86400000,null,1]
[107,"CS725",0.18,0.18,86400000,null,1]
[108,"CSAT3",6.7000000000000004E-2,6.7000000000000004E-2,86400000,null,1]
[109,"CSAT3 20 Hz",0.1,0.1,86400000,null,1]
[110,"CSAT3 60 Hz",0.2,0.2,86400000,null,1]
[111,"CSD3",0.01,0.01,null,null,1]
[112,"CSD3 1 watt heater",0.111,8.3000000000000001E-3,null,300]
[113,"CSD3 10 watt",1.111,8.3000000000000001E-3,null,300]
[114,"CSIM11",0,0,86400000,null,1]
[115,"CURS100",0.02,4.0000000000000001E-3,15,null,1]
[116,"CVF4 Fan 5 watts",0.42499999999999999,0.42499999999999999,null,null,1]
[117,"CVF4 Heater 5.5 watts",0.47,0,null,900]
[118,"DCDC18R",4.0000000000000001E-3,4.0000000000000001E-3,86400000,null,1]
[119,"EasyAg II",0.1,2.5000000000000001E-4,30000,null,1]
[120,"EC150 Preliminary",0.5,0.5,86400000,null,1]
[121,"EKO STR-21G Sun Tracker",0.83299999999999996,0.83299999999999996,null,null,1]
[122,"ET107 w/o RS232",1.6E-2,1E-3,200,null,1]
[123,"ET107 w/RS232",2.8000000000000001E-2,1.6E-2,200,null,1]
[124,"FC100 Fiber Optic converter",5.0000000000000001E-3,0,8640000,null,1]
[125,"Geonor Precip",0.05,0.05,86400000,null,1]
[126,"GPS16-HVS",6.5000000000000002E-2,6.5000000000000002E-2,0,10,1]
[127,"HC2S3-L",2E-3,2.0000000000000001E-4,60000,null,1]
[128,"HFP01-L",0,0,86400000,null,1]
[129,"HFP01SC",0.02,0,2,null,1]
[{"$f":"A130+1","v":130},"HMP155A-L 2 second",3.0000000000000001E-3,0,2100,null,1]
[131,"HMP155A-L always on",3.0000000000000001E-3,3.0000000000000001E-3,86400000,null,1]
[132,"HMP50-L",2E-3,0,200,null,1]
[133,"Hydro Wiper D",0.09,5.0000000000000004E-6,10000,10,1]
[134,"KH20",1.4999999999999999E-2,1.4999999999999999E-2,86400000,null,1]
[135,"LI190SB-L",0,0,86400000,null,1]
[136,"LI200X-L",0,0,86400000,null,1]
[137,"LLAC4",1E-4,1E-4,86400000,null,1]
[138,"Load 1 Amp",1,1,null,null,1]
[139,"Load1 500 mA",0.5,0.5,null,null,1]
[140,"LP02-L",0,0,null,null,1]
[141,"LWS-L",2.5000000000000001E-3,0,10]
[142,"mA 1",1E-3,1E-3,null,null,1]
[143,"mA 10",0.01,0.01,null,null,1]
[144,"mA 100",0.1,0.1,null,null,1]
[145,"mA 2",2E-3,2E-3,null,null,1]
[146,"mA 20",0.02,0.02,null,null,1]
[147,"mA 250",0.25,0.25,null,3600]
[148,"mA 5",5.0000000000000001E-3,5.0000000000000001E-3,null,null,1]
[149,"mA 50",0.05,0.05,null,null,1]
[150,"MD485",2E-3,1.1999999999999999E-3,200,null,1]
[151,"MD485 Transmit",7.0000000000000001E-3,1.1999999999999999E-3,0,10,1]
[152,"MorningStar",0.01,0.01,86400000,null,1]
[153,"NL100",0.14000000000000001,0.14000000000000001,86400000,6,1]
[154,"NL115 Card",2.3E-2,0.02,86400000,2,1]
[155,"NL115 Ethernet",0.02,0.02,86400000,6,1]
[156,"NL115 Ethernet Sleep",0.02,2E-3,86400000,null,1]
[157,"NL120",0.02,0.02,86400000,null,1]
[158,"NL200 Always On",0.05,2E-3,86400000,null,1]
[159,"NL200 IPNetPower",0.05,2E-3,0,300,1]
[160,"NL201 Always on",0.05,0.05,null,null,1]
[161,"NL240",5.6000000000000001E-2,0.05,86400000,null,1]
[162,"NL240 Low Power mode",0.04,6.1000000000000004E-3,86400000,null,1]
[163,"NP1",1,2,3,4,0.05]
[164,"NP2",2,3,4,5,0.06]
[165,"NP3",3,4,5,6,7.0000000000000007E-2]
[166,"NP4",4,5,6,7,0.08]
[167,"NP5",5,6,7,8,0.09]
[168,"NR-LITE-L",0,0,86400000,null,1]
[169,"OBS-3+ 4-20 mA 10 s",4.4999999999999998E-2,0,10000,null,1]
[170,"OBS-3+ Vout 10 sec",1.4999999999999999E-2,0,10000,null,1]
[171,"OBS300 4-20 mA 10 s",4.4999999999999998E-2,0,10000,null,1]
[172,"OBS300 Vout 10 sec",1.4999999999999999E-2,0,10000,null,1]
[173,"OBS500 Burst 100",0.04,0,40000,null,1]
[174,"OBS500 shutter 20 sec",0.12,2.0000000000000001E-4,0,20,1]
[175,"OBS-L",1.4999999999999999E-2,0,86400000,null,1]
[176,"PWS100 - SDI12 - dew heater",0.2,0.2,86400000,null,1]
[177,"PWS100 Hood Heater Only",14,14,86400000,null,1]
[178,"PWS100 w/DewHeat & SDI12",1,1,86400000,null,1]
[179,"RA100 Light pole",0.25,0,86400000,null,1]
[180,"RavenXT 9 hrs/day",0.12,0,0,null,0.38]
[181,"RavenXTG",0.12,0.05,0,300,1]
[182,"RavenXTV",0.12,0.05,0,30,1]
[183,"RavenXTV 10 min Cycle power",0.12,0,0,600,1]
[184,"RF300/304 Tx",1.5,0.05,0,5,1]
[185,"RF310 B AC",2,2,0,60,1]
[186,"RF310M",3.5000000000000003E-2,3.5000000000000003E-2,0,5,1]
[187,"RF31X RADIOS Rx",3.5000000000000003E-2,3.5000000000000003E-2,0,0,1]
[188,"RF31X RADIOS Tx1",0.8,3.5000000000000003E-2,0,1,1]
[189,"RF31X RADIOS Tx5",1.5,3.5000000000000003E-2,0,1,1]
[190,"RF320",1.2,2.5000000000000001E-2,null,0.5,1]
[191,"RF401 0.5 sec",7.4999999999999997E-2,4.0000000000000001E-3,0,5,1]
[192,"RF401 1 Sec Header",7.4999999999999997E-2,2E-3,0,5,1]
[193,"RF401 8 Sec Header",7.4999999999999997E-2,4.0000000000000002E-4,0,5,1]
[{"$f":"A194+1","v":194},"RF401 Always On",7.4999999999999997E-2,2.4E-2,0,5,1]
[195,"RF401 Transmit",7.4999999999999997E-2,0,0,5,1]
[196,"RF416 (415) 0.5 sec",7.5999999999999998E-2,5.4999999999999997E-3,0,10,1]
[197,"RF416 (415) 1 Sec Header",7.5999999999999998E-2,2.8E-3,0,10,1]
[198,"RF416 (415) 8 Sec Header",7.5999999999999998E-2,1.5E-3,0,10,1]
[199,"RF416 (415) Always On",7.5999999999999998E-2,3.3000000000000002E-2,0,10,1]
[200,"RF450 Idle",2.1999999999999999E-2,7.0000000000000001E-3,111,2,1]
[201,"RF450 R",7.5999999999999998E-2,0,0,5,0]
[202,"RF450 T",0.5,0,0,2,1]
[203,"RF500M",1.4999999999999999E-2,3.5E-4,86400000,null,1]
[204,"S1",1,2,3,4,5.0000000000000001E-4]
[205,"S2",1E-3,3,4,5,0.06]
[206,"SAT ARGOS",0.22222,0.222,86400000,15,1]
[207,"SC105",1.2E-2,1.2E-2,86400000,2,1]
[208,"SC32B",1.4999999999999999E-2,1.4999999999999999E-2,86400000,2,1]
[209,"SC929",0.01,0.01,86400000,5,1]
[210,"SC932",1.4999999999999999E-2,1.4999999999999999E-2,86400000,5,1]
[211,"SC-CPI",0.05,0.05,86400000,null,1]
[212,"SDM1502",0.22222,0.222,86400000,null,1]
[213,"SDM-AO4",1.0500000000000001E-2,1.0500000000000001E-2,86400000,null,1]
[214,"SDM-CAN",0.22222,0,86400000,null,1]
[215,"SDM-CD16AC",0.72,0.5,0,30,1]
[216,"SDM-CD8S 1 LED",1.7500000000000002E-2,1.4999999999999999E-2,0,45,1]
[217,"SDM-CD8S 8 LED",3.5000000000000003E-2,1.4999999999999999E-2,0,45,1]
[218,"SDM-CVO4",7.0000000000000007E-2,7.0000000000000007E-2,86400000,null,1]
[219,"SDM-INT8",0.02,0.02,86400000,null,1]
[220,"SDM-SIO1 Active",1.2500000000000001E-2,6.9999999999999994E-5,0,10,1]
[221,"SDM-SIO1 Idle",5.4999999999999997E-3,6.9999999999999994E-5,0,10,1]
[222,"SDM-SIO4",2.9000000000000001E-2,2.9000000000000001E-2,86400000,null,1]
[223,"SDM-SW8A",6.0000000000000001E-3,3.0000000000000001E-3,0,20,1]
[224,"SDMX50",0.09,1E-3,0,4,1]
[225,"SDMX50LP",0.09,1E-3,0,4,1]
[226,"SR50A-L rs232",0.25,2E-3,300,null,1]
[227,"SR50A-L SDI-12",0.25,1E-3,400,null,1]
[228,"Stevens Hydra Probe II",0.03,1E-3,30000]
[229,"TB4-L",1.0000000000000001E-5,1.0000000000000001E-5,86400000,null,1]
[230,"TCAV-L",0,0,86400000,null,1]
[231,"TDR100 Measure",0.27,2E-3,0,4,1]
[232,"TE525-L",1.0000000000000001E-5,1.0000000000000001E-5,1,null,1]
[233,"TE525MM-L",1.0000000000000001E-5,1.0000000000000001E-5,1,null,1]
[234,"TE525WS-L",1.0000000000000001E-5,1.0000000000000001E-5,1,null,1]
[235,"TX312/320 Tx",2.6,5.0000000000000001E-3,0,15,1]
[236,"UVS-B K&Z Heater",0.86399999999999999,7.4999999999999997E-2,null,null,0.25]
[237,"VDIV10:1",1.2E-4,1.2E-4,86400000,null,1]
[238,"VDIV2:1",5.9999999999999995E-4,5.9999999999999995E-4,86400000,null,1]
[239,"VSP3",7.4999999999999997E-2,2.5000000000000001E-2,0,6,1]
[240,"WINDSONIC1-L",1.4999999999999999E-2,1.4999999999999999E-2,86400000,null,1]
[241,"WINDSONIC4-L",2.3E-2,2.3E-2,86400000,null,1]
[242,"WXT520",3.0000000000000001E-3,0,86400000,0,1]
[243,"WXT520 Heater Only",1.1000000000000001,0,0,60,1]
[244]
[245,"Young 85000",0.03,1E-3,400,null,1]
[246]
[247]
[248]
[249]
[250]
[251]
[252]
[253]
[254]
[255]
[256]
[257]
[{"$f":"A258+1","v":258}]
[259]
[260]
[261]
[262,null,null,null,null,null,null,null,null,null,"Young 81000",0.11,0.11,86400000,null,1]
[263,null,null,null,null,null,null,400,null,1]
[264]
[265]
[266]
[267]
[268]
[269]
[270]
[271]
[272]
[273]
[274]
[275]
[276]
[277]
[278]
[279]
[280]
[281]
[282]
[283]
[284]
[285]
[286]
[287]
[288]
[289]
[290]
[291]
[292]
[293]
[294]
[295]
[296]
[297]
[298]
[299]
[300]
[301]
[302]
[303]
[304]
[305]
[306]
[307]
[308]
[309]
[310]
[311]
[312]
[313]
[314]
[315]
[316]
[317]
[318]
[319]
[320]
[321]
[{"$f":"A322+1","v":322}]
[323]
[324]
[325]
[326]
[327]
[328]
[329]
[330]
[331]
[332]
[333]
[334]
[335]
[336]
[337]
[338]
[339]
[340]
[341]
[342]
[343]
[344]
[345]
[346]
[347]
[348]
[349]
[350]
[351]
[352]
[353]
[354]
[355]
[356]
[357]
[358]
[359]
[360]
[361]
[362]
[363]
[364]
[365]
[366]
[367]
[368]
[369]
[370]
[371]
[372]
[373]
[374]
[375]
[376]
[377]
[378]
[379]
[380]
[381]
[382]
[383]
[384]
[385]
[{"$f":"A386+1","v":386}]
[387]
[388]
[389]
[390]
[391]
[392]
[393]
[394]
[395]
[396]
[397]
[398]
[399]
[400]
[401]
[402]
[403]
[404]
[405]
[406]
[407]
[408]
[409]
[410]
[411]
[412]
[413]
[414]
[415]
[416]
[417]
[418]
[419]
[420]
[421]
[422]
[423]
[424]
[425]
[426]
[427]
[428]
[429]
[430]
[431]
[432]
[433]
[434]
[435]
[436]
[437]
[438]
[439]
[440]
[441]
[442]
[443]
[444]
[445]
[446]
[447]
[448]
[449]
[{"$f":"A450+1","v":450}]
[451]
[452]
[453]
[454]
[455]
[456]
[457]
[458]
[459]
[460]
[461]
[462]
[463]
[464]
[465]
[466]
[467]
[468]
[469]
[470]
[471]
[472]
[473]
[474]
[475]
[476]
[477]
[478]
[479]
[480]
[481]
[482]
[483]
[484]
[485]
[486]
[487]
[488]
[489]
[490]
[491]
[492]
[493]
[494]
[495]
[496]
[497]
[498]
[499]
[500]
[501]
[502]
[503]
[504]
[505]
[506]
[507]
[508]
[509]
[510]
[511]
[512]
[513]
[{"$f":"A514+1","v":514}]
[515]
[516]
[517]
[518]
[519]
[520]
[521]
[522]
[523]
[524]
[525]
[526]
[527]
[528]
[529]
[530]
[531]
[532]
[533]
[534]
[535]
[536]
[537]
[538]
[539]
[540]
[541]
[542]
[543]
[544]
[545]
[546]
[547]
[548]
[549]
[550]
[551]
[552]
[553]
[554]
[555]
[556]
[557]
[558]
[559]
[560]
[561]
[562]
[563]
[564]
[565]
[566]
[567]
[568]
[569]
[570]
[571]
[572]
[573]
[574]
[575]
[576]
[577]
[{"$f":"A578+1","v":578}]
[579]
[580]
[581]
[582]
[583]
[584]
[585]
[586]
[587]
[588]
[589]
[590]
[591]
[592]
[593]
[594]
[595]
[596]
[597]
[598]
[599]
[600]
[601]
[602]
[603]
[604]
[605]
[606]
[607]
[608]
[609]
[610]
[611]
[612]
[613]
[614]
[615]
[616]
[617]
[618]
[619]
[620]
[621]
[622]
[623]
[624]
[625]
[626]
[627]
[628]
[629]
[630]
[631]
[632]
[633]
[634]
[635]
[636]
[637]
[638]
[639]
[640]
[641]
[{"$f":"A642+1","v":642}]
[643]
[644]
[645]
[646]
[647]
[648]
[649]
[650]
[651]
[652]
[653]
[654]
[655]
[656]
[657]
[658]
[659]
[660]
[661]
[662]
[663]
[664]
[665]
[666]
[667]
[668]
[669]
[670]
[671]
[672]
[673]
[674]
[675]
[676]
[677]
[678]
[679]
[680]
[681]
[682]
[683]
[684]
[685]
[686]
[687]
[688]
[689]
[690]
[691]
[692]
[693]
[694]
[695]
[696]
[697]
[698]
[699]
[700]
[701]
[702]
[703]
[704]
[705]
[{"$f":"A706+1","v":706}]
[707]
[708]
[709]
[710]
[711]
[712]
[713]
[714]
[715]
[716]
[717]
[718]
[719]
[720]
[721]
[722]
[723]
[724]
[725]
[726]
[727]
[728]
[729]
[730]
[731]
[732]
[733]
[734]
[735]
[736]
[737]
[738]
[739]
[740]
[741]
[742]
[743]
[744]
[745]
[746]
[747]
[748]
[749]
[750]
[751]
[752]
[753]
[754]
[755]
[756]
[757]
[758]
[759]
[760]
[761]
[762]
[763]
[764]
[765]
[766]
[767]
[768]
[769]
[{"$f":"A770+1","v":770}]
[771]
[772]
[773]
[774]
[775]
[776]
[777]
[778]
[779]
[780]
[781]
[782]
[783]
[784]
[785]
[786]
[787]
[788]
[789]
[790]
[791]
[792]
[793]
[794]
[795]
[796]
[797]
[798]
[799]
[800]
[801]
[802]
[803]
[804]
[805]
[806]
[807]
[808]
[809]
[810]
[811]
[812]
[813]
[814]
[815]
[816]
[817]
[818]
[819]
[820]
[821]
[822]
[823]
[824]
[825]
[826]
[827]
[828]
[829]
[830]
[831]
[832]
[833]
[{"$f":"A834+1","v":834}]
[835]
[836]
[837]
[838]
[839]
[840]
[841]
[842]
[843]
[844]
[845]
[846]
[847]
[848]
[849]
[850]
[851]
[852]
[853]
[854]
[855]
[856]
[857]
[858]
[859]
[860]
[861]
[862]
[863]
[864]
[865]
[866]
[867]
[868]
[869]
[870]
[871]
[872]
[873]
[874]
[875]
[876]
[877]
[878]
[879]
[880]
[881]
[882]
[883]
[884]
[885]
[886]
[887]
[888]
[889]
[890]
[891]
[892]
[893]
[894]
[895]
[896]
[897]
[{"$f":"A898+1","v":898}]
[899]
[900]
[901]
[902]
[903]
[904]
[905]
[906]
[907]
[908]
[909]
[910]
[911]
[912]
[913]
[914]
[915]
[916]
[917]
[918]
[919]
[920]
[921]
[922]
[923]
[924]
[925]
[926]
[927]
[928]
[929]
[930]
[931]
[932]
[933]
[934]
[935]
[936]
[937]
[938]
[939]
[940]
[941]
[942]
[943]
[944]
[945]
[946]
[947]
[948]
[949]
[950]
[951]
[952]
[953]
[954]
[955]
[956]
[957]
[958]
[959]
[960]
[961]
[{"$f":"A962+1","v":962}]
[963]
[964]
[965]
[966]
[967]
[968]
[969]
[970]
[971]
[972]
[973]
[974]
[975]
[976]
[977]
[978]
[979]
[980]
[981]
[982]
[983]
[984]
[985]
[986]
[987]
[988]
[989]
[990]
[991]
[992]
[993]
[994]
[995]
[996]
[997]
[998]
[999]
[1000]

{"sheet":"All","index":6,"n_rows":1001,"n_cols":9,"rows_kept":1001,"cut":false,"hidden":false,"merged":[]}
[null,"Device Name","Average Active Current (Amps)","Average Quiescent Current (Amps)","mS Active/Scan Interval","Seconds/Comm Interval","Duty Cycle"]
[1,null,null,null,null,null,null,null,"Leave this row blank!!!!!"]
[{"$f":"A2+1","v":2},"014A",1.0000000000000001E-5,1.0000000000000001E-5,86400000000,null,1]
[{"$f":"A3+1","v":3},"024A-L",2.5000000000000001E-4,2.5000000000000001E-4,86400000,null,1]
[4,"03001-L/03002-L",2.5000000000000001E-4,2.5000000000000001E-4,86400000,null,1]
[5,"034A-L",2.5000000000000001E-4,2.5000000000000001E-4,86400000,null,1]
[6,"034B-L",2.5000000000000001E-4,2.5000000000000001E-4,86400000,null,1]
[7,"05103-45-L Alpine",2.5000000000000001E-4,2.5000000000000001E-4,86400000,null,1]
[8,"05103-L",2.5000000000000001E-4,2.5000000000000001E-4,86400000,null,1]
[9,"05106-L",2.5000000000000001E-4,2.5000000000000001E-4,86400000,null,1]
[10,"05305-L",2.5000000000000001E-4,2.5000000000000001E-4,86400000,null,1]
[11,"083E-L",4.0000000000000001E-3,4.0000000000000001E-3,86400000,null,1]
[12,"092-L",0.01,0,10000,null,1]
[13,"105T-L",0,0,86400000,null,1]
[14,"107-L",2.5000000000000001E-4,0,2,null,1]
[15,"107-L*93",1E-3,0,186,null,1]
[16,"108-L",2.5000000000000001E-4,0,2,null,1]
[17,"109-L",2.5000000000000001E-4,0,2,null,1]
[18,"127TC",0,0,86400000,null,1]
[19,"223-L",2.5000000000000001E-4,0,2,null,1]
[20,"227-L",2.5000000000000001E-4,0,2,null,1]
[21,"229-L",2.5000000000000001E-4,0,2,null,1]
[22,"237-L",2.5000000000000001E-4,0,2,null,1]
[23,"385-L Non Heated",5.9999999999999995E-4,5.9999999999999995E-4,86400000,null,1]
[24,"43347-L Temp",2.5000000000000001E-3,0,20,null,1]
[25,"43502-L Ventilator",0.5,0,86400000,null,1]
[26,"52202-L 12 VDC",0.36,0,0,null,0.5]
[27,"52202-L 24 VDC",0.72,0,86400000,null,0.5]
[28,"A547",6.9999999999999999E-6,6.9999999999999999E-6,86400000,null,1]
[29,"A6REL-12 active relay",0.03,6.0000000000000002E-6,0,30,1]
[30,"AM16/32(A)(B)",6.0000000000000001E-3,2.1000000000000001E-4,0,60,1]
[31,"AM25T Active",1E-3,5.0000000000000001E-4,0,4,1]
[32,"ASPTC-L",0.26,0.26,86400000,null,1]
[33,"AVW1 Temp",4.0000000000000002E-4,4.0000000000000002E-4,86400000,null,1]
[34,"AVW1 VW active",3.2000000000000001E-2,4.0000000000000002E-4,250,null,1]
[35,"AVW100 Temp",4.0000000000000002E-4,4.0000000000000002E-4,86400000,null,1]
[36,"AVW100 V.W Active",3.2000000000000001E-2,4.0000000000000002E-4,250,null,1]
[37,"AVW200 * 16",0.04,2.9999999999999997E-4,32000,null,1]
[38,"AVW200 * 32",0.04,2.9999999999999997E-4,64000,null,1]
[39,"AVW200 * 4",0.04,2.9999999999999997E-4,8000,null,1]
[40,"AVW200 * 8",0.04,2.9999999999999997E-4,16000,null,1]
[41,"AVW200 1 Sensor 2 se",0.04,2.9999999999999997E-4,2000,null,1]
[42,"AVW206 1 sens 8 sec Radio",7.5000000000000002E-4,7.5000000000000002E-4,2000,null,1]
[43,"AVW206 2 Sens .5 sec radio",4.3999999999999997E-2,4.3E-3,4000,null,1]
[44,"AVW4 Active",3.2000000000000001E-2,0,250,null,1]
[45,"CC5MPX",0.25,1E-3,90000,90,1]
[46,"CC5MPX Heater",1.2,0,0,300,1]
[47,"CC640",0.25,2.5000000000000001E-4,30000,null,1]
[48,"CD294 Active",5.4999999999999997E-3,4.0000000000000003E-5,0,30,1]
[49,"CDM-VW300",0.115,0.115,86400000,null,1]
[50,"CDM-VW305",0.19,0.19,86400000,null,1]
[51,"CE4 * 16 (mux)",7.4999999999999997E-2,0,480000,null,1]
[52,"CE4 1 sensor",0.05,0,30000,null,1]
[53,"CE8 1 sensor",0.05,0,30000,null,1]
[54,"CE8 2 sensors",7.4999999999999997E-2,0,60000,null,1]
[55,"CE8*6",7.4999999999999997E-2,0,180000,null,1]
[56,"CFM100 Active",0.02,8.0000000000000004E-4,20,1,1]
[57,"CH200/PS200",4.0000000000000002E-4,4.0000000000000002E-4,86400000,null,1]
[58,"CMP3",0,0,86400000,null,1]
[59,"CNF4 Heater",0.9,0,0,null,0.7]
[60,"CNR1 Heater",0.5,0,86400000,30,1]
[61,"COM210 A",0.16,1.2E-4,null,30,1]
[62,"COM220 A",0.03,1.2E-4,null,300,1]
[63,"COM310 A",0.14000000000000001,1E-4,null,30,1]
[64,"CR1000",0.01,5.9999999999999995E-4,250,null,1]
[65,"CR1000KD A no light",7.0000000000000001E-3,1E-4,0,45,1]
[{"$f":"A66+1","v":66},"CR1000KD A w/light",0.1,1E-4,0,35,1]
[67,"CR1000KD Active",1.4999999999999999E-2,1E-4,0,45,1]
[68,"CR10KD",5.0000000000000001E-3,0,null,45,1]
[69,"CR10X",4.4999999999999998E-2,1E-3,45,null,1]
[70,"CR200X",3.0000000000000001E-3,2.0000000000000001E-4,250,null,1]
[71,"CR206 1 Sec Radio",2.2000000000000001E-3,2.2000000000000001E-3,86400000,null,1]
[72,"CR206X 8 Sec",3.0000000000000001E-3,4.4999999999999999E-4,150,null,1]
[73,"CR206X Always on",2.7E-2,2.7E-2,86400000000,null,1]
[74,"CR216",3.0000000000000001E-3,2.0000000000000001E-4,200,null,1]
[75,"CR216 1 sec",4.0000000000000001E-3,0,86400000,null,1]
[76,"CR216 8 Sec",8.0000000000000004E-4,0,86400000,null,1]
[77,"CR216 Radio always on",3.5999999999999997E-2,0,86400000,null,1]
[78,"CR23X",7.0000000000000007E-2,1.4E-3,333,null,1]
[79,"CR23X Display",5.0000000000000001E-3,0,0,45,1]
[80,"CR23X Measure",7.0000000000000007E-2,2E-3,100,null,1]
[81,"CR23X Processing",4.4999999999999998E-2,2E-3,100,null,1]
[82,"CR3000",1.4999999999999999E-2,2E-3,100,null,1]
[83,"CR5000",0.2,1.5E-3,64000,null,1]
[84,"CR5000 Card Active",0.26300000000000001,6.3E-2,50,null,1]
[85,"CR510 (use CR10X)",1.5E-3,1.5E-3,86400000,null,1]
[86,"CR6",0.1,0.06,null,null,0.5]
[87,"CR850 Light",0.04,0,0,35,1]
[88,"CR8XX",0.01,5.9999999999999995E-4,100,null,1]
[89,"CR9000X/9041/9011/9032",0.48499999999999999,0.41,86400000,null,1]
[90,"CR9050",1.4999999999999999E-2,0,86400000,null,1]
[91,"CR9051",1.4999999999999999E-2,0,86400000,null,1]
[92,"CR9052DC",0.5,5.0000000000000001E-3,86400000,null,1]
[93,"CR9052IEPE",0.84,5.0000000000000001E-3,86400000,null,1]
[94,"CR9055",1.4999999999999999E-2,0,86400000,null,1]
[95,"CR9055E",1.4999999999999999E-2,0,86400000,null,1]
[96,"CR9058E",0.36,5.0000000000000001E-3,86400000,null,1]
[97,"CR9060",0.125,0.108,86400000,null,1]
[98,"CR9071",2.5000000000000001E-2,2.5000000000000001E-2,86400000,null,1]
[99,"CRX000 RS232",0.02,0,200,null,1]
[100,"CS100 A",3.0000000000000001E-3,9.9999999999999995E-7,0,45,1]
[101,"CS106 Active",4.0000000000000001E-3,9.9999999999999995E-7,10,null,1]
[102,"CS110 1 sec scan",0.06,0.06,86400000,null,1]
[103,"CS110 select scan",0.75,5.9999999999999995E-4,79,null,1]
[104,"CS115A",8.0000000000000002E-3,9.9999999999999995E-7,2,null,1]
[105,"CS120",0.1,8.0000000000000002E-3,86400000,null,1]
[106,"CS120 Dew Heaters",0.08,0,0,600,1]
[107,"CS210",5.0000000000000001E-4,5.0000000000000001E-4,864000,null,1]
[108,"CS215-L A",1.6999999999999999E-3,6.9999999999999994E-5,150,null,1]
[109,"CS215-L*25",4.2500000000000003E-2,1.75E-3,15000,null,1]
[110,"CS300-L",0,0,86400000,null,1]
[111,"CS400-L",5.0000000000000001E-4,0,10,null,1]
[112,"CS405-L",0.22222,0,86400000,null,1]
[113,"CS408-L",0.22222,0,86400000,null,1]
[114,"CS410-L",0.22222,0,86400000,null,1]
[115,"CS420-L",0.22222,0,86400000,null,1]
[116,"CS425-L",0.22222,0,86400000,null,1]
[117,"CS431-L",2.0000000000000001E-4,0,10,null,1]
[118,"CS440-L",0.22222,0,86400000,null,1]
[119,"CS445-L",0.02,0,86400000,null,1]
[120,"CS450-L 1 SEC Measure",0.04,0.04,86400000,null,1]
[121,"CS450-L/451-L",2E-3,8.0000000000000007E-5,86400000,null,1]
[122,"CS455-L/456-L",2E-3,8.0000000000000007E-5,86400000,null,1]
[123,"CS475/476/477",1.4E-2,4.7000000000000002E-3,180000,null,1]
[124,"CS525-L",2E-3,2E-3,86400000,null,1]
[125,"CS547A-L",2.5000000000000001E-3,0,86400000,null,1]
[126,"CS616-L Active",6.5000000000000002E-2,4.5000000000000003E-5,50,null,1]
[127,"CS616-L*4*Mux16",6.5000000000000002E-2,4.5000000000000003E-5,3200,null,1]
[128,"CS625-L Active",6.5000000000000002E-2,4.5000000000000003E-5,50,null,1]
[129,"CS650-L * 5",7.5000000000000002E-4,6.7500000000000004E-4,0,60,1]
[{"$f":"A130+1","v":130},"CS650-L/CS655-L",1.4999999999999999E-4,1.35E-4,0,60,1]
[131,"CS700-L",1.0000000000000001E-5,1.0000000000000001E-5,86400000,null,1]
[132,"CS725",0.18,0.18,86400000,null,1]
[133,"CS7500",0.85,0.85,86400000,null,1]
[134,"CSAT3",6.7000000000000004E-2,6.7000000000000004E-2,86400000,null,1]
[135,"CSAT3 20 Hz",0.1,0.1,86400000,null,1]
[136,"CSAT3 60 Hz",0.2,0.2,86400000,null,1]
[137,"CSD3",0.01,0.01,null,null,1]
[138,"CSD3 1 watt heater",0.111,8.3000000000000001E-3,null,300]
[139,"CSD3 10 watt",1.111,8.3000000000000001E-3,null,300]
[140,"CSIM11",0,0,86400000,null,1]
[141,"CURS100",0.02,4.0000000000000001E-3,15,null,1]
[142,"CVF4 Fan 5 watts",0.42499999999999999,0.42499999999999999,null,null,1]
[143,"CVF4 Heater 5.5 watts",0.47,0,null,900]
[144,"DCDC18R",4.0000000000000001E-3,4.0000000000000001E-3,86400000,null,1]
[145,"DSP4",0.22222,0.22222,86400000,null,1]
[146,"EasyAg II",0.1,2.5000000000000001E-4,30000,null,1]
[147,"EC150 Preliminary",0.5,0.5,86400000,null,1]
[148,"EKO STR-21G Sun Tracker",0.83299999999999996,0.83299999999999996,null,null,1]
[149,"ET107 w/o RS232",1.6E-2,1E-3,200,null,1]
[150,"ET107 w/RS232",2.8000000000000001E-2,1.6E-2,200,null,1]
[151,"Ethernet Switch",0.26,0.26,86400000,null,1]
[152,"FC100 Fiber Optic converter",5.0000000000000001E-3,0,8640000,null,1]
[153,"Galaxy Modem",0.37,0,0,0,0.1]
[154,"Geonor Precip",0.05,0.05,86400000,null,1]
[155,"GPS16-HVS",6.5000000000000002E-2,6.5000000000000002E-2,0,10,1]
[156,"GSM CELL PHONE",0.12,0,86400000,null,1]
[157,"HC2S3-L",2E-3,2.0000000000000001E-4,60000,null,1]
[158,"HFP01-L",0,0,86400000,null,1]
[159,"HFP01SC",0.02,0,2,null,1]
[160,"HMP155A-L 2 second",3.0000000000000001E-3,0,2100,null,1]
[161,"HMP155A-L always on",3.0000000000000001E-3,3.0000000000000001E-3,86400000,null,1]
[162,"HMP45C-L",4.0000000000000001E-3,0,175,null,1]
[163,"HMP45C-L Continuous",4.0000000000000001E-3,4.0000000000000001E-3,86400000,null,1]
[164,"HMP50-L",2E-3,0,200,null,1]
[165,"Hydro Wiper D",0.09,5.0000000000000004E-6,10000,10,1]
[166,"KH20",1.4999999999999999E-2,1.4999999999999999E-2,86400000,null,1]
[167,"LI190SB-L",0,0,86400000,null,1]
[168,"LI200X-L",0,0,86400000,null,1]
[169,"LI7500",0.85,0.85,86400000,null,1]
[170,"LLAC4",1E-4,1E-4,86400000,null,1]
[171,"Load 1 Amp",1,1,null,null,1]
[172,"Load1 500 mA",0.5,0.5,null,null,1]
[173,"LP02-L",0,0,null,null,1]
[174,"LWS-L",2.5000000000000001E-3,0,10]
[175,"mA 1",1E-3,1E-3,null,null,1]
[176,"mA 10",0.01,0.01,null,null,1]
[177,"mA 100",0.1,0.1,null,null,1]
[178,"mA 2",2E-3,2E-3,null,null,1]
[179,"mA 20",0.02,0.02,null,null,1]
[180,"mA 250",0.25,0.25,null,3600]
[181,"mA 5",5.0000000000000001E-3,5.0000000000000001E-3,null,null,1]
[182,"mA 50",0.05,0.05,null,null,1]
[183,"MD485",2E-3,1.1999999999999999E-3,200,null,1]
[184,"MD485 Transmit",7.0000000000000001E-3,1.1999999999999999E-3,0,10,1]
[185,"MorningStar",0.01,0.01,86400000,null,1]
[186,"NL100",0.14000000000000001,0.14000000000000001,86400000,6,1]
[187,"NL115 Card",2.3E-2,0.02,86400000,2,1]
[188,"NL115 Ethernet",0.02,0.02,86400000,6,1]
[189,"NL115 Ethernet Sleep",0.02,2E-3,86400000,null,1]
[190,"NL120",0.02,0.02,86400000,null,1]
[191,"NL200 Always On",0.05,2E-3,86400000,null,1]
[192,"NL200 IPNetPower",0.05,2E-3,0,300,1]
[193,"NL201 Always on",0.05,0.05,null,null,1]
[{"$f":"A194+1","v":194},"NL240",5.6000000000000001E-2,0.05,86400000,null,1]
[195,"NL240 Low Power mode",0.04,6.1000000000000004E-3,86400000,null,1]
[196,"NP1",1,2,3,4,0.05]
[197,"NP2",2,3,4,5,0.06]
[198,"NP3",3,4,5,6,7.0000000000000007E-2]
[199,"NP4",4,5,6,7,0.08]
[200,"NP5",5,6,7,8,0.09]
[201,"NR-LITE-L",0,0,86400000,null,1]
[202,"OBS-3+ 4-20 mA 10 s",4.4999999999999998E-2,0,10000,null,1]
[203,"OBS-3+ Vout 10 sec",1.4999999999999999E-2,0,10000,null,1]
[204,"OBS300 4-20 mA 10 s",4.4999999999999998E-2,0,10000,null,1]
[205,"OBS300 Vout 10 sec",1.4999999999999999E-2,0,10000,null,1]
[206,"OBS500 Burst 100",0.04,0,40000,null,1]
[207,"OBS500 shutter 20 sec",0.12,2.0000000000000001E-4,0,20,1]
[208,"OBS-L",1.4999999999999999E-2,0,86400000,null,1]
[209,"PWS100 - SDI12 - dew heater",0.2,0.2,86400000,null,1]
[210,"PWS100 Hood Heater Only",14,14,86400000,null,1]
[211,"PWS100 w/DewHeat & SDI12",1,1,86400000,null,1]
[212,"Q7.1-L",0,0,86400000,null,1]
[213,"RA100 Light pole",0.25,0,86400000,null,1]
[214,"Raven100",0.2,1E-4,0,300,1]
[215,"RavenXT 9 hrs/day",0.12,0,0,null,0.38]
[216,"RavenXTG",0.12,0.05,0,300,1]
[217,"RavenXTV",0.12,0.05,0,30,1]
[218,"RavenXTV 10 min Cycle power",0.12,0,0,600,1]
[219,"REDWING100 T & R",0.12,0.02,0,30,1]
[220,"RF300/304 Tx",1.5,0.05,0,5,1]
[221,"RF310 B AC",2,2,0,60,1]
[222,"RF310M",3.5000000000000003E-2,3.5000000000000003E-2,0,5,1]
[223,"RF31X RADIOS Rx",3.5000000000000003E-2,3.5000000000000003E-2,0,0,1]
[224,"RF31X RADIOS Tx1",0.8,3.5000000000000003E-2,0,1,1]
[225,"RF31X RADIOS Tx5",1.5,3.5000000000000003E-2,0,1,1]
[226,"RF320",1.2,2.5000000000000001E-2,null,0.5,1]
[227,"RF401 0.5 sec",7.4999999999999997E-2,4.0000000000000001E-3,0,5,1]
[228,"RF401 1 Sec Header",7.4999999999999997E-2,2E-3,0,5,1]
[229,"RF401 8 Sec Header",7.4999999999999997E-2,4.0000000000000002E-4,0,5,1]
[230,"RF401 Always On",7.4999999999999997E-2,2.4E-2,0,5,1]
[231,"RF401 Transmit",7.4999999999999997E-2,0,0,5,1]
[232,"RF416 (415) 0.5 sec",7.5999999999999998E-2,5.4999999999999997E-3,0,10,1]
[233,"RF416 (415) 1 Sec Header",7.5999999999999998E-2,2.8E-3,0,10,1]
[234,"RF416 (415) 8 Sec Header",7.5999999999999998E-2,1.5E-3,0,10,1]
[235,"RF416 (415) Always On",7.5999999999999998E-2,3.3000000000000002E-2,0,10,1]
[236,"RF450 Idle",2.1999999999999999E-2,7.0000000000000001E-3,111,2,1]
[237,"RF450 R",7.5999999999999998E-2,0,0,5,0]
[238,"RF450 T",0.5,0,0,2,1]
[239,"RF500M",1.4999999999999999E-2,3.5E-4,86400000,null,1]
[240,"RF95A",0.22222,0.222,86400000,5,1]
[241,"RF95T",0.22222,0.222,86400000,5,1]
[242,"S1",1,2,3,4,5.0000000000000001E-4]
[243,"S2",1E-3,3,4,5,0.06]
[244,"SAT ARGOS",0.22222,0.222,86400000,15,1]
[245,"SAT HDR GOES",0.22222,0.222,86400000,15,1]
[246,"SC105",1.2E-2,1.2E-2,86400000,2,1]
[247,"SC32B",1.4999999999999999E-2,1.4999999999999999E-2,86400000,2,1]
[248,"SC929",0.01,0.01,86400000,5,1]
[249,"SC932",1.4999999999999999E-2,1.4999999999999999E-2,86400000,5,1]
[250,"SC-CPI",0.05,0.05,86400000,null,1]
[251,"SDM1502",0.22222,0.222,86400000,null,1]
[252,"SDM-AO4",1.0500000000000001E-2,1.0500000000000001E-2,86400000,null,1]
[253,"SDM-CAN",0.22222,0,86400000,null,1]
[254,"SDM-CD16AC",0.72,0.5,0,30,1]
[255,"SDM-CD8S 1 LED",1.7500000000000002E-2,1.4999999999999999E-2,0,45,1]
[256,"SDM-CD8S 8 LED",3.5000000000000003E-2,1.4999999999999999E-2,0,45,1]
[257,"SDM-CVO4",7.0000000000000007E-2,7.0000000000000007E-2,86400000,null,1]
[{"$f":"A258+1","v":258},"SDM-INT8",0.02,0.02,86400000,null,1]
[259,"SDM-SIO1 Active",1.2500000000000001E-2,6.9999999999999994E-5,0,10,1]
[260,"SDM-SIO1 Idle",5.4999999999999997E-3,6.9999999999999994E-5,0,10,1]
[261,"SDM-SIO4",2.9000000000000001E-2,2.9000000000000001E-2,86400000,null,1]
[262,"SDM-SW8A",6.0000000000000001E-3,3.0000000000000001E-3,0,20,1]
[263,"SDMX50",0.09,1E-3,0,4,1]
[264,"SDMX50LP",0.09,1E-3,0,4,1]
[265,"SM16M",0.22222,0.222,86400000,null,1]
[266,"SM4M",0.22222,0.222,86400000,null,1]
[267,"SR50A-L rs232",0.25,2E-3,300,null,1]
[268,"SR50A-L SDI-12",0.25,1E-3,400,null,1]
[269,"Stevens Hydra Probe II",0.03,1E-3,30000]
[270,"TB4-L",1.0000000000000001E-5,1.0000000000000001E-5,86400000,null,1]
[271,"TCAV-L",0,0,86400000,null,1]
[272,"TDR100 Measure",0.27,2E-3,0,4,1]
[273,"TE525-L",1.0000000000000001E-5,1.0000000000000001E-5,1,null,1]
[274,"TE525MM-L",1.0000000000000001E-5,1.0000000000000001E-5,1,null,1]
[275,"TE525WS-L",1.0000000000000001E-5,1.0000000000000001E-5,1,null,1]
[276,"TX312/320 Tx",2.6,5.0000000000000001E-3,0,15,1]
[277,"UVS-B K&Z Heater",0.86399999999999999,7.4999999999999997E-2,null,null,0.25]
[278,"VDIV10:1",1.2E-4,1.2E-4,86400000,null,1]
[279,"VDIV2:1",5.9999999999999995E-4,5.9999999999999995E-4,86400000,null,1]
[280,"VSP3",7.4999999999999997E-2,2.5000000000000001E-2,0,6,1]
[281,"WINDSONIC1-L",1.4999999999999999E-2,1.4999999999999999E-2,86400000,null,1]
[282,"WINDSONIC4-L",2.3E-2,2.3E-2,86400000,null,1]
[283,"WXT520",3.0000000000000001E-3,0,86400000,0,1]
[284,"WXT520 Heater Only",1.1000000000000001,0,0,60,1]
[285]
[286,"Young 85000",0.03,1E-3,400,null,1]
[287]
[288]
[289]
[290]
[291]
[292]
[293]
[294]
[295]
[296]
[297]
[298]
[299]
[300]
[301]
[302]
[303]
[304]
[305]
[306]
[307]
[308]
[309]
[310]
[311]
[312]
[313]
[314]
[315]
[316]
[317]
[318]
[319]
[320]
[321]
[{"$f":"A322+1","v":322}]
[323]
[324]
[325]
[326]
[327]
[328]
[329]
[330]
[331]
[332]
[333]
[334]
[335]
[336]
[337]
[338]
[339]
[340]
[341]
[342]
[343]
[344]
[345]
[346]
[347]
[348]
[349]
[350]
[351]
[352]
[353]
[354]
[355]
[356]
[357]
[358]
[359]
[360]
[361]
[362]
[363]
[364]
[365]
[366]
[367]
[368]
[369]
[370]
[371]
[372]
[373]
[374]
[375]
[376]
[377]
[378]
[379]
[380]
[381]
[382]
[383]
[384]
[385]
[{"$f":"A386+1","v":386}]
[387]
[388]
[389]
[390]
[391]
[392]
[393]
[394]
[395]
[396]
[397]
[398]
[399]
[400]
[401]
[402]
[403]
[404]
[405]
[406]
[407]
[408]
[409]
[410]
[411]
[412]
[413]
[414]
[415]
[416]
[417]
[418]
[419]
[420]
[421]
[422]
[423]
[424]
[425]
[426]
[427]
[428]
[429]
[430]
[431]
[432]
[433]
[434]
[435]
[436]
[437]
[438]
[439]
[440]
[441]
[442]
[443]
[444]
[445]
[446]
[447]
[448]
[449]
[{"$f":"A450+1","v":450}]
[451]
[452]
[453]
[454]
[455]
[456]
[457]
[458]
[459]
[460]
[461]
[462]
[463]
[464]
[465]
[466]
[467]
[468]
[469]
[470]
[471]
[472]
[473]
[474]
[475]
[476]
[477]
[478]
[479]
[480]
[481]
[482]
[483]
[484]
[485]
[486]
[487]
[488]
[489]
[490]
[491]
[492]
[493]
[494]
[495]
[496]
[497]
[498]
[499]
[500]
[501]
[502]
[503]
[504]
[505]
[506]
[507]
[508]
[509]
[510]
[511]
[512]
[513]
[{"$f":"A514+1","v":514}]
[515]
[516]
[517]
[518]
[519]
[520]
[521]
[522]
[523]
[524]
[525]
[526]
[527]
[528]
[529]
[530]
[531]
[532]
[533]
[534]
[535]
[536]
[537]
[538]
[539]
[540]
[541]
[542]
[543]
[544]
[545]
[546]
[547]
[548]
[549]
[550]
[551]
[552]
[553]
[554]
[555]
[556]
[557]
[558]
[559]
[560]
[561]
[562]
[563]
[564]
[565]
[566]
[567]
[568]
[569]
[570]
[571]
[572]
[573]
[574]
[575]
[576]
[577]
[{"$f":"A578+1","v":578}]
[579]
[580]
[581]
[582]
[583]
[584]
[585]
[586]
[587]
[588]
[589]
[590]
[591]
[592]
[593]
[594]
[595]
[596]
[597]
[598]
[599]
[600]
[601]
[602]
[603]
[604]
[605]
[606]
[607]
[608]
[609]
[610]
[611]
[612]
[613]
[614]
[615]
[616]
[617]
[618]
[619]
[620]
[621]
[622]
[623]
[624]
[625]
[626]
[627]
[628]
[629]
[630]
[631]
[632]
[633]
[634]
[635]
[636]
[637]
[638]
[639]
[640]
[641]
[{"$f":"A642+1","v":642}]
[643]
[644]
[645]
[646]
[647]
[648]
[649]
[650]
[651]
[652]
[653]
[654]
[655]
[656]
[657]
[658]
[659]
[660]
[661]
[662]
[663]
[664]
[665]
[666]
[667]
[668]
[669]
[670]
[671]
[672]
[673]
[674]
[675]
[676]
[677]
[678]
[679]
[680]
[681]
[682]
[683]
[684]
[685]
[686]
[687]
[688]
[689]
[690]
[691]
[692]
[693]
[694]
[695]
[696]
[697]
[698]
[699]
[700]
[701]
[702]
[703]
[704]
[705]
[{"$f":"A706+1","v":706}]
[707]
[708]
[709]
[710]
[711]
[712]
[713]
[714]
[715]
[716]
[717]
[718]
[719]
[720]
[721]
[722]
[723]
[724]
[725]
[726]
[727]
[728]
[729]
[730]
[731]
[732]
[733]
[734]
[735]
[736]
[737]
[738]
[739]
[740]
[741]
[742]
[743]
[744]
[745]
[746]
[747]
[748]
[749]
[750]
[751]
[752]
[753]
[754]
[755]
[756]
[757]
[758]
[759]
[760]
[761]
[762]
[763]
[764]
[765]
[766]
[767]
[768]
[769]
[{"$f":"A770+1","v":770}]
[771]
[772]
[773]
[774]
[775]
[776]
[777]
[778]
[779]
[780]
[781]
[782]
[783]
[784]
[785]
[786]
[787]
[788]
[789]
[790]
[791]
[792]
[793]
[794]
[795]
[796]
[797]
[798]
[799]
[800]
[801]
[802]
[803]
[804]
[805]
[806]
[807]
[808]
[809]
[810]
[811]
[812]
[813]
[814]
[815]
[816]
[817]
[818]
[819]
[820]
[821]
[822]
[823]
[824]
[825]
[826]
[827]
[828]
[829]
[830]
[831]
[832]
[833]
[{"$f":"A834+1","v":834}]
[835]
[836]
[837]
[838]
[839]
[840]
[841]
[842]
[843]
[844]
[845]
[846]
[847]
[848]
[849]
[850]
[851]
[852]
[853]
[854]
[855]
[856]
[857]
[858]
[859]
[860]
[861]
[862]
[863]
[864]
[865]
[866]
[867]
[868]
[869]
[870]
[871]
[872]
[873]
[874]
[875]
[876]
[877]
[878]
[879]
[880]
[881]
[882]
[883]
[884]
[885]
[886]
[887]
[888]
[889]
[890]
[891]
[892]
[893]
[894]
[895]
[896]
[897]
[{"$f":"A898+1","v":898}]
[899]
[900]
[901]
[902]
[903]
[904]
[905]
[906]
[907]
[908]
[909]
[910]
[911]
[912]
[913]
[914]
[915]
[916]
[917]
[918]
[919]
[920]
[921]
[922]
[923]
[924]
[925]
[926]
[927]
[928]
[929]
[930]
[931]
[932]
[933]
[934]
[935]
[936]
[937]
[938]
[939]
[940]
[941]
[942]
[943]
[944]
[945]
[946]
[947]
[948]
[949]
[950]
[951]
[952]
[953]
[954]
[955]
[956]
[957]
[958]
[959]
[960]
[961]
[{"$f":"A962+1","v":962}]
[963]
[964]
[965]
[966]
[967]
[968]
[969]
[970]
[971]
[972]
[973]
[974]
[975]
[976]
[977]
[978]
[979]
[980]
[981]
[982]
[983]
[984]
[985]
[986]
[987]
[988]
[989]
[990]
[991]
[992]
[993]
[994]
[995]
[996]
[997]
[998]
[999]
[1000]

{"sheet":"Archive","index":7,"n_rows":500,"n_cols":9,"rows_kept":500,"cut":false,"hidden":false,"merged":[]}
[1,"Device Name","Average Active Current (Amps)","Average Quiescent Current (Amps)","mS Active/Scan Interval","Seconds/Comm Interval","Duty Cycle"]
[{"$f":"A1+1","v":2},null,null,null,null,null,null,null,"Leave this row blank!!"]
[{"$f":"A2+1","v":3},"Dataloggers",1,1,1,1,0.01]
[4,"--------------------------------",0,0,0,0,0]
[5,"CR216",3.0000000000000001E-3,2.0000000000000001E-4,200,null,1]
[{"$f":"A5+1","v":6},"CR23X",7.0000000000000007E-2,1.4E-3,333,null,1]
[7,"CR23X Display",5.0000000000000001E-3,0,0,45,1]
[8,"CR23X Measure",7.0000000000000007E-2,2E-3,100,null,1]
[9,"CR23X Processing",4.4999999999999998E-2,2E-3,100,null,1]
[10,"CR510 (use CR10X)",1.5E-3,1.5E-3,86400000,null,1]
[11]
[12,"Sensors",0,0,0,0,0]
[13,"--------------------------------",0,0,0,0,0]
[14,"034A-L",2.5000000000000001E-4,2.5000000000000001E-4,86400000,null,1]
[15,"107-L*93",1E-3,0,186,null,1]
[16,"CS400-L",5.0000000000000001E-4,0,10,null,1]
[17,"CS405-L",0.22222,0,86400000,null,1]
[18,"CS408-L",0.22222,0,86400000,null,1]
[19,"CS420-L",0.22222,0,86400000,null,1]
[20,"CS425-L",0.22222,0,86400000,null,1]
[21,"CS431-L",2.0000000000000001E-4,0,10,null,1]
[22,"CS440-L",0.22222,0,86400000,null,1]
[23,"CS445-L",0.02,0,86400000,null,1]
[24,"CS525-L",2E-3,2E-3,86400000,null,1]
[25,"CS7500",0.85,0.85,86400000,null,1]
[26,"HMP45C-L",4.0000000000000001E-3,0,175,null,1]
[27,"HMP45C-L Continuous",4.0000000000000001E-3,4.0000000000000001E-3,86400000,null,1]
[28,"LI7500",0.85,0.85,86400000,null,1]
[29,"Q7.1-L",0,0,86400000,null,1]
[30]
[31,"Network Peripherals",0,0,0,0,0]
[32,"--------------------------------",0,0,0,0,0]
[33]
[34,"Peripherals",0,0,0,0,0]
[35,"--------------------------------",0,0,0,0,0]
[36,"AVW1 Temp",4.0000000000000002E-4,4.0000000000000002E-4,86400000,null,1]
[37,"AVW1 VW active",3.2000000000000001E-2,4.0000000000000002E-4,250,null,1]
[38,"AVW100 Temp",4.0000000000000002E-4,4.0000000000000002E-4,86400000,null,1]
[39,"AVW100 V.W Active",3.2000000000000001E-2,4.0000000000000002E-4,250,null,1]
[40,"AVW4 Active",3.2000000000000001E-2,0,250,null,1]
[41,"CR10KD",5.0000000000000001E-3,0,null,45,1]
[42]
[43,"Communications",0,0,0,0,0]
[44,"--------------------------------",0,0,0,0,0]
[45,"COM210 A",0.16,1.2E-4,null,30,1]
[46,"DSP4",0.22222,0.22222,86400000,null,1]
[47,"Ethernet Switch",0.26,0.26,86400000,null,1]
[48,"Galaxy Modem",0.37,0,0,0,0.1]
[49,"GSM CELL PHONE",0.12,0,86400000,null,1]
[50,"Raven100",0.2,1E-4,0,300,1]
[51,"REDWING100 T & R",0.12,0.02,0,30,1]
[52,"RF95A",0.22222,0.222,86400000,5,1]
[53,"RF95T",0.22222,0.222,86400000,5,1]
[54,"SAT HDR GOES",0.22222,0.222,86400000,15,1]
[55,"SM16M",0.22222,0.222,86400000,null,1]
[56,"SM4M",0.22222,0.222,86400000,null,1]
[57]
[58,"Cameras",0,0,0,0,0]
[59,"--------------------------------",0,0,0,0,0]
[60,"CC640",0.25,2.5000000000000001E-4,30000,null,1]
[61]
[{"$f":"A61+1","v":62},"Other",0,0,0,0,0]
[63,"--------------------------------",0,0,0,0,0]
[64]
[65]
[66]
[67]
[68]
[69]
[70]
[71]
[72]
[73]
[74]
[75]
[76]
[77]
[78]
[79]
[80]
[81]
[82]
[83]
[84]
[85]
[86]
[87]
[88]
[89]
[90]
[91]
[92]
[93]
[94]
[95]
[96]
[97]
[98]
[99]
[100]
[101]
[102]
[103]
[104]
[105]
[106]
[107]
[108]
[109]
[110]
[111]
[112]
[113]
[114]
[115]
[116]
[117]
[118]
[119]
[120]
[121]
[122]
[123]
[124]
[125]
[{"$f":"A125+1","v":126}]
[127]
[128]
[129]
[130]
[131]
[132]
[133]
[134]
[135]
[136]
[137]
[138]
[139]
[140]
[141]
[142]
[143]
[144]
[145]
[146]
[147]
[148]
[149]
[150]
[151]
[152]
[153]
[154]
[155]
[156]
[157]
[158]
[159]
[160]
[161]
[162]
[163]
[164]
[165]
[166]
[167]
[168]
[169]
[170]
[171]
[172]
[173]
[174]
[175]
[176]
[177]
[178]
[179]
[180]
[181]
[182]
[183]
[184]
[185]
[186]
[187]
[188]
[189]
[{"$f":"A189+1","v":190}]
[191]
[192]
[193]
[194]
[195]
[196]
[197]
[198]
[199]
[200]
[201]
[202]
[203]
[204]
[205]
[206]
[207]
[208]
[209]
[210]
[211]
[212]
[213]
[214]
[215]
[216]
[217]
[218]
[219]
[220]
[221]
[222]
[223]
[224]
[225]
[226]
[227]
[228]
[229]
[230]
[231]
[232]
[233]
[234]
[235]
[236]
[237]
[238]
[239]
[240]
[241]
[242]
[243]
[244]
[245]
[246]
[247]
[248]
[249]
[250]
[251]
[252]
[253]
[{"$f":"A253+1","v":254}]
[255]
[256]
[257]
[258]
[259]
[260]
[261]
[262]
[263]
[264]
[265]
[266]
[267]
[268]
[269]
[270]
[271]
[272]
[273]
[274]
[275]
[276]
[277]
[278]
[279]
[280]
[281]
[282]
[283]
[284]
[285]
[286]
[287]
[288]
[289]
[290]
[291]
[292]
[293]
[294]
[295]
[296]
[297]
[298]
[299]
[300]
[301]
[302]
[303]
[304]
[305]
[306]
[307]
[308]
[309]
[310]
[311]
[312]
[313]
[314]
[315]
[316]
[317]
[{"$f":"A317+1","v":318}]
[319]
[320]
[321]
[322]
[323]
[324]
[325]
[326]
[327]
[328]
[329]
[330]
[331]
[332]
[333]
[334]
[335]
[336]
[337]
[338]
[339]
[340]
[341]
[342]
[343]
[344]
[345]
[346]
[347]
[348]
[349]
[350]
[351]
[352]
[353]
[354]
[355]
[356]
[357]
[358]
[359]
[360]
[361]
[362]
[363]
[364]
[365]
[366]
[367]
[368]
[369]
[370]
[371]
[372]
[373]
[374]
[375]
[376]
[377]
[378]
[379]
[380]
[381]
[{"$f":"A381+1","v":382}]
[383]
[384]
[385]
[386]
[387]
[388]
[389]
[390]
[391]
[392]
[393]
[394]
[395]
[396]
[397]
[398]
[399]
[400]
[401]
[402]
[403]
[404]
[405]
[406]
[407]
[408]
[409]
[410]
[411]
[412]
[413]
[414]
[415]
[416]
[417]
[418]
[419]
[420]
[421]
[422]
[423]
[424]
[425]
[426]
[427]
[428]
[429]
[430]
[431]
[432]
[433]
[434]
[435]
[436]
[437]
[438]
[439]
[440]
[441]
[442]
[443]
[444]
[445]
[{"$f":"A445+1","v":446}]
[447]
[448]
[449]
[450]
[451]
[452]
[453]
[454]
[455]
[456]
[457]
[458]
[459]
[460]
[461]
[462]
[463]
[464]
[465]
[466]
[467]
[468]
[469]
[470]
[471]
[472]
[473]
[474]
[475]
[476]
[477]
[478]
[479]
[480]
[481]
[482]
[483]
[484]
[485]
[486]
[487]
[488]
[489]
[490]
[491]
[492]
[493]
[494]
[495]
[496]
[497]
[498]
[499]
[500]

{"sheet":"Batteries","index":8,"n_rows":101,"n_cols":15,"rows_kept":101,"cut":false,"hidden":false,"merged":[]}
[null,"Battery Name","Amp Hours"]
[1,"1250Ah",1250,null,null,"1500 Ah",1500]
[{"$f":"A2+1","v":2},"675 Ah",675,null,null,"800 Ah",800,null,null,null,null,null,null,"1500 Ah",1500]
[{"$f":"A3+1","v":3},"500 Ah",500,null,null,"675 Ah",675,null,null,null,null,null,null,"1250Ah",1250]
[4,"400 Ah",400,null,null,"500 Ah",500,null,null,null,null,null,null,"675 Ah",675]
[5,"BP84 * 4",336,null,null,"400 Ah",400,null,null,null,null,null,null,"500 Ah",500]
[6,"300 Ah",300,null,null,"300 Ah",300,null,null,null,null,null,null,"400 Ah",400]
[7,"200 Ah",200,null,null,"200 Ah",200,null,null,null,null,null,null,"300 Ah",300]
[8,"175 Ah",175,null,null,"175 Ah",175,null,null,null,null,null,null,"200 Ah",200]
[9,"150 Ah",150,null,null,"150 Ah",150,null,null,null,null,null,null,"175 Ah",175]
[10,"125 Ah",125,null,null,"125 Ah",125,null,null,null,null,null,null,"150 Ah",150]
[11,"100 Ah",100,null,null,"100 Ah",100,null,null,null,null,null,null,"125 Ah",125]
[12,"BP84",84,null,null,"BP84",84,null,null,null,null,null,null,"100 Ah",100]
[13,"60 Ah",60,null,null,"60 Ah",60,null,null,null,null,null,null,"BP84",84]
[14,"BP24",24,null,null,"BP24",24,null,null,null,null,null,null,"60 Ah",60]
[15,"17 Ah",17,null,null,"17 Ah",17,null,null,null,null,null,null,"BP24",24]
[16,"BP12",12,null,null,"BP12",12,null,null,null,null,null,null,"17 Ah",17]
[17,"D Alk*8",7.5,null,null,"D Alk*8",7.5,null,null,null,null,null,null,"BP12",12]
[18,"PS100",7,null,null,"PS100",7,null,null,null,null,null,null,"D Alk*8",7.5]
[19,"AA * 8",1.7,null,null,"AA * 8",1.7,null,null,null,null,null,null,"PS100",7]
[20,"W Hawk 0.8",0.8,null,null,"WH 0.8",0.8,null,null,null,null,null,null,"AA * 8",1.7]
[21,"No Battery",1E-4,null,null,null,null,null,null,null,null,null,null,"WH 0.8",0.8]
[22,null,null,null,null,null,null,null,null,null,null,null,null,"No Battery",0]
[23]
[24]
[25]
[26]
[27]
[28]
[29]
[30]
[31]
[32]
[33]
[34]
[35]
[36]
[37]
[38]
[39]
[40]
[41]
[42]
[43]
[44]
[45]
[46]
[47]
[48]
[49]
[50]
[51]
[52]
[53]
[54]
[55]
[56]
[57]
[58]
[59]
[60]
[61]
[62]
[63]
[64]
[65]
[66]
[{"$f":"A67+1","v":67}]
[68]
[69]
[70]
[71]
[72]
[73]
[74]
[75]
[76]
[77]
[78]
[79]
[80]
[81]
[82]
[83]
[84]
[85]
[86]
[87]
[88]
[89]
[90]
[91]
[92]
[93]
[94]
[95]
[96]
[97]
[98]
[99]
[{"$f":"A100+1","v":100}]

{"sheet":"SolarPanels","index":9,"n_rows":101,"n_cols":18,"rows_kept":101,"cut":false,"hidden":false,"merged":[]}
[null,"solar panels","Watts","Volts","Amps","S.Panel need","Efficiency"]
[1,"Solar 1000 Watt",1000,18,55.56,{"$f":"Defaults!$L$19/SolarPanels!E2","v":3.9484776985283042E-2},0.98,null,"14014 AC",1.3,{"$f":"Defaults!$L$19/SolarPanels!J2","v":1.6875186225402508}]
[{"$f":"A2+1","v":2},"Solar 500",500,18,27.78,{"$f":"Defaults!$L$19/SolarPanels!E3","v":7.8969553970566084E-2},0.95,null,"One Watt",5.8819999999999997E-2,{"$f":"Defaults!$L$19/SolarPanels!J3","v":37.296399342100074},null,null,"800Solar",{"$f":"800/17","v":47.058823529411768}]
[{"$f":"A3+1","v":3},"Solar 90 * 4",360,18,20,{"$f":"Defaults!$L$19/SolarPanels!E4","v":0.1096887104651163},0.9,null,"2000Solar",{"$f":"2000/17","v":117.64705882352941},{"$f":"Defaults!$L$19/SolarPanels!J4","v":1.8647080779069774E-2}]
[4,"Solar 300 watt",300,18,16.670000000000002,{"$f":"Defaults!$L$19/SolarPanels!E5","v":0.13160013253163322},0.85,null,"1000Solar",{"$f":"1000/17","v":58.823529411764703},{"$f":"Defaults!$L$19/SolarPanels!J5","v":3.7294161558139548E-2}]
[5,"SP200",200,18,11.11,{"$f":"Defaults!$L$19/SolarPanels!E6","v":0.19745942477968731},0.8,null,"800Solar",{"$f":"800/17","v":47.058823529411768},{"$f":"Defaults!$L$19/SolarPanels!J6","v":4.6617701947674423E-2}]
[6,"SP90",86,18,4.8,{"$f":"Defaults!$L$19/SolarPanels!E7","v":0.45703629360465126},0.75,null,"240 Solar",16.12,{"$f":"Defaults!$L$19/SolarPanels!J7","v":0.1360902114951815}]
[7,"SP50",50,18,2.78,{"$f":"Defaults!$L$19/SolarPanels!E8","v":0.789127413418103},0.7,null,"235Solar",{"$f":"235/13.2","v":17.803030303030305},{"$f":"Defaults!$L$19/SolarPanels!J8","v":0.1232247640969817}]
[8,"45 Watt",45,18,2.5,{"$f":"Defaults!$L$19/SolarPanels!E9","v":0.87750968372093041},null,null,"170Solar",10,{"$f":"Defaults!$L$19/SolarPanels!J9","v":0.2193774209302326}]
[9,"SP20",20,18,1.1100000000000001,{"$f":"Defaults!$L$19/SolarPanels!E10","v":1.9763731615336269},null,null,"140Solar",8.1999999999999993,{"$f":"Defaults!$L$19/SolarPanels!J10","v":0.26753344015882025}]
[10,"15 Watt",15,18,0.83,{"$f":"Defaults!$L$19/SolarPanels!E11","v":2.6431014569907543},null,null,"MSX128",7.32,{"$f":"Defaults!$L$19/SolarPanels!J11","v":0.29969593023255819}]
[11,"SP10",10,18,0.56000000000000005,{"$f":"Defaults!$L$19/SolarPanels!E12","v":3.9174539451827246},null,null,"SP85",5,{"$f":"Defaults!$L$19/SolarPanels!J12","v":0.43875484186046521},null,null,null,"SP5",4.5,16.5,0.27]
[12,"SP5",4.5,18,0.25,{"$f":"Defaults!$L$19/SolarPanels!E13","v":8.7750968372093041},null,null,"SP70",4.0999999999999996,{"$f":"Defaults!$L$19/SolarPanels!J13","v":0.53506688031764049},null,null,null,"None",0,0,1.0000000000000001E-5]
[13,"None",9.9999999999999995E-8,18,5.5555555555555551E-9,{"$f":"Defaults!$L$19/SolarPanels!E14","v":394879357.67441869},null,null,"SP64",3.66,{"$f":"Defaults!$L$19/SolarPanels!J14","v":0.59939186046511639}]
[14,null,null,null,null,{"$f":"Defaults!$L$19/SolarPanels!E15","v":{"$error":"#DIV/0!"}},null,null,"SP50",2.9,{"$f":"Defaults!$L$19/SolarPanels!J15","v":0.75647386527666416}]
[15,null,null,null,null,{"$f":"Defaults!$L$19/SolarPanels!E16","v":{"$error":"#DIV/0!"}},null,null,"MSX30",1.8,{"$f":"Defaults!$L$19/SolarPanels!J16","v":1.2187634496124033},null,null,null,"SP90",90,17.899999999999999,5.03]
[16,null,null,null,null,{"$f":"Defaults!$L$19/SolarPanels!E17","v":{"$error":"#DIV/0!"}},null,null,"SP20",1.17,{"$f":"Defaults!$L$19/SolarPanels!J17","v":1.8750206917113899},null,null,null,"SP50",50,17.5,2.9]
[17,null,null,null,null,{"$f":"Defaults!$L$19/SolarPanels!E18","v":{"$error":"#DIV/0!"}},null,null,"SP10",0.56999999999999995,{"$f":"Defaults!$L$19/SolarPanels!J18","v":3.8487266829865372}]
[18,null,null,null,null,{"$f":"Defaults!$L$19/SolarPanels!E19","v":{"$error":"#DIV/0!"}},null,null,"SP5",0.28799999999999998,{"$f":"Defaults!$L$19/SolarPanels!J19","v":7.6172715600775218}]
[19,null,null,null,null,{"$f":"Defaults!$L$19/SolarPanels!E20","v":{"$error":"#DIV/0!"}},null,null,"SP1.6",0.1,{"$f":"Defaults!$L$19/SolarPanels!J20","v":21.93774209302326}]
[20,null,null,null,null,{"$f":"Defaults!$L$19/SolarPanels!E21","v":{"$error":"#DIV/0!"}},null,null,"None",1.0000000000000001E-5,{"$f":"Defaults!$L$19/SolarPanels!J21","v":219377.42093023259}]
[21,null,null,null,null,{"$f":"Defaults!$L$19/SolarPanels!E22","v":{"$error":"#DIV/0!"}}]
[22,null,null,null,null,{"$f":"Defaults!$L$19/SolarPanels!E23","v":{"$error":"#DIV/0!"}}]
[23,null,null,null,null,{"$f":"Defaults!$L$19/SolarPanels!E24","v":{"$error":"#DIV/0!"}}]
[24,null,null,null,null,{"$f":"Defaults!$L$19/SolarPanels!E25","v":{"$error":"#DIV/0!"}}]
[25,null,null,null,null,{"$f":"Defaults!$L$19/SolarPanels!E26","v":{"$error":"#DIV/0!"}}]
[26,null,null,null,null,{"$f":"Defaults!$L$19/SolarPanels!E27","v":{"$error":"#DIV/0!"}}]
[27,null,null,null,null,{"$f":"Defaults!$L$19/SolarPanels!E28","v":{"$error":"#DIV/0!"}}]
[28,null,null,null,null,{"$f":"Defaults!$L$19/SolarPanels!E29","v":{"$error":"#DIV/0!"}}]
[29,null,null,null,null,{"$f":"Defaults!$L$19/SolarPanels!E30","v":{"$error":"#DIV/0!"}}]
[30,null,null,null,null,{"$f":"Defaults!$L$19/SolarPanels!E31","v":{"$error":"#DIV/0!"}}]
[31,null,null,null,null,{"$f":"Defaults!$L$19/SolarPanels!E32","v":{"$error":"#DIV/0!"}}]
[32,null,null,null,null,{"$f":"Defaults!$L$19/SolarPanels!E33","v":{"$error":"#DIV/0!"}}]
[33,null,null,null,null,{"$f":"Defaults!$L$19/SolarPanels!E34","v":{"$error":"#DIV/0!"}}]
[34,null,null,null,null,{"$f":"Defaults!$L$19/SolarPanels!E35","v":{"$error":"#DIV/0!"}}]
[35,null,null,null,null,{"$f":"Defaults!$L$19/SolarPanels!E36","v":{"$error":"#DIV/0!"}}]
[36,null,null,null,null,{"$f":"Defaults!$L$19/SolarPanels!E37","v":{"$error":"#DIV/0!"}}]
[37,null,null,null,null,{"$f":"Defaults!$L$19/SolarPanels!E38","v":{"$error":"#DIV/0!"}}]
[38,null,null,null,null,{"$f":"Defaults!$L$19/SolarPanels!E39","v":{"$error":"#DIV/0!"}}]
[39,null,null,null,null,{"$f":"Defaults!$L$19/SolarPanels!E40","v":{"$error":"#DIV/0!"}}]
[40,null,null,null,null,{"$f":"Defaults!$L$19/SolarPanels!E41","v":{"$error":"#DIV/0!"}}]
[41,null,null,null,null,{"$f":"Defaults!$L$19/SolarPanels!E42","v":{"$error":"#DIV/0!"}}]
[42,null,null,null,null,{"$f":"Defaults!$L$19/SolarPanels!E43","v":{"$error":"#DIV/0!"}}]
[43,null,null,null,null,{"$f":"Defaults!$L$19/SolarPanels!E44","v":{"$error":"#DIV/0!"}}]
[44,null,null,null,null,{"$f":"Defaults!$L$19/SolarPanels!E45","v":{"$error":"#DIV/0!"}}]
[45,null,null,null,null,{"$f":"Defaults!$L$19/SolarPanels!E46","v":{"$error":"#DIV/0!"}}]
[46,null,null,null,null,{"$f":"Defaults!$L$19/SolarPanels!E47","v":{"$error":"#DIV/0!"}}]
[47,null,null,null,null,{"$f":"Defaults!$L$19/SolarPanels!E48","v":{"$error":"#DIV/0!"}}]
[48,null,null,null,null,{"$f":"Defaults!$L$19/SolarPanels!E49","v":{"$error":"#DIV/0!"}}]
[49,null,null,null,null,{"$f":"Defaults!$L$19/SolarPanels!E50","v":{"$error":"#DIV/0!"}}]
[50,null,null,null,null,{"$f":"Defaults!$L$19/SolarPanels!E51","v":{"$error":"#DIV/0!"}}]
[51,null,null,null,null,{"$f":"Defaults!$L$19/SolarPanels!E52","v":{"$error":"#DIV/0!"}}]
[52,null,null,null,null,{"$f":"Defaults!$L$19/SolarPanels!E53","v":{"$error":"#DIV/0!"}}]
[53,null,null,null,null,{"$f":"Defaults!$L$19/SolarPanels!E54","v":{"$error":"#DIV/0!"}}]
[54,null,null,null,null,{"$f":"Defaults!$L$19/SolarPanels!E55","v":{"$error":"#DIV/0!"}}]
[55,null,null,null,null,{"$f":"Defaults!$L$19/SolarPanels!E56","v":{"$error":"#DIV/0!"}}]
[56,null,null,null,null,{"$f":"Defaults!$L$19/SolarPanels!E57","v":{"$error":"#DIV/0!"}}]
[57,null,null,null,null,{"$f":"Defaults!$L$19/SolarPanels!E58","v":{"$error":"#DIV/0!"}}]
[58,null,null,null,null,{"$f":"Defaults!$L$19/SolarPanels!E59","v":{"$error":"#DIV/0!"}}]
[59,null,null,null,null,{"$f":"Defaults!$L$19/SolarPanels!E60","v":{"$error":"#DIV/0!"}}]
[60,null,null,null,null,{"$f":"Defaults!$L$19/SolarPanels!E61","v":{"$error":"#DIV/0!"}}]
[61,null,null,null,null,{"$f":"Defaults!$L$19/SolarPanels!E62","v":{"$error":"#DIV/0!"}}]
[62,null,null,null,null,{"$f":"Defaults!$L$19/SolarPanels!E63","v":{"$error":"#DIV/0!"}}]
[63,null,null,null,null,{"$f":"Defaults!$L$19/SolarPanels!E64","v":{"$error":"#DIV/0!"}}]
[64,null,null,null,null,{"$f":"Defaults!$L$19/SolarPanels!E65","v":{"$error":"#DIV/0!"}}]
[65,null,null,null,null,{"$f":"Defaults!$L$19/SolarPanels!E66","v":{"$error":"#DIV/0!"}}]
[66,null,null,null,null,{"$f":"Defaults!$L$19/SolarPanels!E67","v":{"$error":"#DIV/0!"}}]
[{"$f":"A67+1","v":67},null,null,null,null,{"$f":"Defaults!$L$19/SolarPanels!E68","v":{"$error":"#DIV/0!"}}]
[68,null,null,null,null,{"$f":"Defaults!$L$19/SolarPanels!E69","v":{"$error":"#DIV/0!"}}]
[69,null,null,null,null,{"$f":"Defaults!$L$19/SolarPanels!E70","v":{"$error":"#DIV/0!"}}]
[70,null,null,null,null,{"$f":"Defaults!$L$19/SolarPanels!E71","v":{"$error":"#DIV/0!"}}]
[71,null,null,null,null,{"$f":"Defaults!$L$19/SolarPanels!E72","v":{"$error":"#DIV/0!"}}]
[72,null,null,null,null,{"$f":"Defaults!$L$19/SolarPanels!E73","v":{"$error":"#DIV/0!"}}]
[73,null,null,null,null,{"$f":"Defaults!$L$19/SolarPanels!E74","v":{"$error":"#DIV/0!"}}]
[74,null,null,null,null,{"$f":"Defaults!$L$19/SolarPanels!E75","v":{"$error":"#DIV/0!"}}]
[75,null,null,null,null,{"$f":"Defaults!$L$19/SolarPanels!E76","v":{"$error":"#DIV/0!"}}]
[76,null,null,null,null,{"$f":"Defaults!$L$19/SolarPanels!E77","v":{"$error":"#DIV/0!"}}]
[77,null,null,null,null,{"$f":"Defaults!$L$19/SolarPanels!E78","v":{"$error":"#DIV/0!"}}]
[78,null,null,null,null,{"$f":"Defaults!$L$19/SolarPanels!E79","v":{"$error":"#DIV/0!"}}]
[79,null,null,null,null,{"$f":"Defaults!$L$19/SolarPanels!E80","v":{"$error":"#DIV/0!"}}]
[80,null,null,null,null,{"$f":"Defaults!$L$19/SolarPanels!E81","v":{"$error":"#DIV/0!"}}]
[81,null,null,null,null,{"$f":"Defaults!$L$19/SolarPanels!E82","v":{"$error":"#DIV/0!"}}]
[82,null,null,null,null,{"$f":"Defaults!$L$19/SolarPanels!E83","v":{"$error":"#DIV/0!"}}]
[83,null,null,null,null,{"$f":"Defaults!$L$19/SolarPanels!E84","v":{"$error":"#DIV/0!"}}]
[84,null,null,null,null,{"$f":"Defaults!$L$19/SolarPanels!E85","v":{"$error":"#DIV/0!"}}]
[85,null,null,null,null,{"$f":"Defaults!$L$19/SolarPanels!E86","v":{"$error":"#DIV/0!"}}]
[86,null,null,null,null,{"$f":"Defaults!$L$19/SolarPanels!E87","v":{"$error":"#DIV/0!"}}]
[87,null,null,null,null,{"$f":"Defaults!$L$19/SolarPanels!E88","v":{"$error":"#DIV/0!"}}]
[88,null,null,null,null,{"$f":"Defaults!$L$19/SolarPanels!E89","v":{"$error":"#DIV/0!"}}]
[89,null,null,null,null,{"$f":"Defaults!$L$19/SolarPanels!E90","v":{"$error":"#DIV/0!"}}]
[90,null,null,null,null,{"$f":"Defaults!$L$19/SolarPanels!E91","v":{"$error":"#DIV/0!"}}]
[91,null,null,null,null,{"$f":"Defaults!$L$19/SolarPanels!E92","v":{"$error":"#DIV/0!"}}]
[92,null,null,null,null,{"$f":"Defaults!$L$19/SolarPanels!E93","v":{"$error":"#DIV/0!"}}]
[93,null,null,null,null,{"$f":"Defaults!$L$19/SolarPanels!E94","v":{"$error":"#DIV/0!"}}]
[94,null,null,null,null,{"$f":"Defaults!$L$19/SolarPanels!E95","v":{"$error":"#DIV/0!"}}]
[95,null,null,null,null,{"$f":"Defaults!$L$19/SolarPanels!E96","v":{"$error":"#DIV/0!"}}]
[96,null,null,null,null,{"$f":"Defaults!$L$19/SolarPanels!E97","v":{"$error":"#DIV/0!"}}]
[97,null,null,null,null,{"$f":"Defaults!$L$19/SolarPanels!E98","v":{"$error":"#DIV/0!"}}]
[98,null,null,null,null,{"$f":"Defaults!$L$19/SolarPanels!E99","v":{"$error":"#DIV/0!"}}]
[99,null,null,null,null,{"$f":"Defaults!$L$19/SolarPanels!E100","v":{"$error":"#DIV/0!"}}]
[100,null,null,null,null,{"$f":"Defaults!$L$19/SolarPanels!E101","v":{"$error":"#DIV/0!"}}]

{"sheet":"Defaults","index":10,"n_rows":26,"n_cols":13,"rows_kept":26,"cut":false,"hidden":false,"merged":[]}
[null,"Value","Units"]
["Device:","CR1000",null,null,null,null,null,null,null,"System Losses"]
["Scan Interval:",5,"Seconds"]
["Comm Interval:",12,"Hours","Previous:","Hours",null,null,null,null,5]
["Battery:","PS100",null,null,null,null,null,null,null,{"$f":"$B$10","v":0.8},null,null,{"$f":"LOOKUP(J4,SolarPanels!A2:A8,SolarPanels!G2:G8)","v":0.8}]
["Battery Backup:",14,"Days"]
["Min Ave Temperature:",0,"°C",null,null,null,null,null,null,"Battery Losses"]
["Equivalent Sun Hours:",3.5,"Hours"]
["Solar Panel:","SP10",null,null,null,null,null,null,null,5]
["System Losses:",0.8,null,null,null,null,null,null,null,{"$f":"$B$11","v":0.8},null,null,{"$f":"LOOKUP(J9,SolarPanels!A2:A8,SolarPanels!G2:G8)","v":0.8}]
["Battery Losses:",0.8]
[null,null,null,null,null,null,null,null,"24 hour total of system, and periodic devices"]
["Solar Panel Volts:",18,null,null,null,null,null,null,"System",null,"Amp Hours/hr:",{"$f":"(Calculations!L28*24)","v":3.1444097000000006}]
[null,null,null,null,null,null,null,null,"Loss factor",null,null,"24 hour current w/losses "]
[null,null,null,null,null,null,null,null,{"$f":"2-J5","v":1.2},null,"Daily Amp Hours:",{"$f":"(L13*I15)","v":3.7732916400000005}]
[]
[null,null,null,null,null,null,null,null,"Peak Sun","Amps","Ahr","Required Amps"]
[null,null,null,null,null,null,null,null,"Hours","S.Panel","Solar","S.Panel/day"]
[null,null,null,null,null,null,null,null,{"$f":"Calculations!G8","v":1.72},{"$f":"LOOKUP(Calculations!G6,SolarPanels!$A$2:$A$101,SolarPanels!$E$2:$E$101)","v":2.5},{"$f":"I19*J19","v":4.3},{"$f":"L15/I19","v":2.193774209302326}]
[null,null,null,null,null,null,null,null,null,null,"Hours of sun required from this panel ==>",{"$f":"L15/J19","v":1.5093166560000002}]
[null,null,null,null,null,null,null,null,null,"Milli-Watts Generated:",{"$f":"K19*Calculations!L2*1000/24","v":2373.958333333333}]
[null,null,null,null,null,null,null,null,"amount or size of battery",null,"Deep Discharge reserve"]
[null,null,null,null,null,null,null,null,"reserve time","amps","reserve","battery amp/hr"]
[null,null,null,null,null,null,null,null,{"$f":"Calculations!B8","v":288},{"$f":"L15/24","v":0.15722048500000002},{"$f":"$J$10","v":0.8},{"$f":"(I24*J24)/K24","v":56.599374600000004}]
[null,null,null,null,null,null,null,null,{"$f":"I24/24","v":12},"<==days of reserve","0.8 max",{"$f":"Budget!J14*Calculations!P37","v":59.127115924800002}]
[null,null,null,null,null,null,null,null,null,null,"Batteries need",{"$f":"L24/L25","v":0.95724903396243999}]

{"sheet":"Compare","index":11,"n_rows":6,"n_cols":12,"rows_kept":6,"cut":false,"hidden":false,"merged":[]}
[]
[]
[]
[]
["System Name","Devices","Scan Interval (Seconds)","Communications Interval (Hours)","Lowest Average Temperature (°C)","Battery","Desired Battery Backup (Days)","Estimated Battery Backup (Days)","Equivalent Sun Hours","Solar Panel","Daily Load          (Amp Hours)","Daily Solar          (Amp Hours)"]
["Solar800-NoComms","CR8XX, NL200 IPNetPower, LP02-L, 03001-L/03002-L, 109-L, TE525-L",5,12,0,"BP24",14,161.46998807211929,3.5,"SP20",9.7385280000000018E-2,4.165]

{"sheet":"Saved","index":12,"n_rows":11,"n_cols":12,"rows_kept":11,"cut":false,"hidden":false,"merged":[]}
[]
[]
[]
[]
["System Name","Devices","Scan Interval (Seconds)","Communications Interval (Hours)","Lowest Average Temperature (°C)","Battery","Desired Battery Backup (Days)","Estimated Battery Backup (Days)","Equivalent Sun Hours","Solar Panel","Daily Load          (Amp Hours)","Daily Solar          (Amp Hours)"]
["Good Reserve Time","CR1000, Load 1 Amp",5,1,-3,"400 Ah",14,17.48292049870075,2.5,"SP200",14.445215999999997,0.1]
["GRWS100-NoComms","CR1000, 05103-L, TE525WS-L, LI200X-L, HC2S3-L, CS106 Active",5,12,0,"PS100",14,47.693948903233839,3.5,"SP10",9.6163142400000012E-2,1.9949999999999999]
["Large Load","CR1000, Load 1 Amp, Load 1 Amp, Load 1 Amp, Load 1 Amp, Load 1 Amp",5,12,-9,"1250Ah",365,117.09490159424438,0.2,"SP200",6.1688159999999996,0.1]
["Poor Reserve time","CR1000, Load 1 Amp",5,1,-3,"BP24",1,1.0489752299220452,2.5,"SP200",14.445215999999997,0.1]
["Solar800-NoComms","CR8XX, NL200 IPNetPower, LP02-L, 03001-L/03002-L, 109-L, TE525-L",5,12,0,"BP24",14,161.46998807211929,3.5,"SP20",9.7385280000000018E-2,4.165]
["Test","CR1000, 05103-L, TE525WS-L, LI200X-L, HC2S3-L, CS106 Active",5,12,22,"PS100",14,58.234369845218367,4.5,"SP10",9.6163142400000012E-2,2.6320000000000006]

{"sheet":"StationInfo","index":13,"n_rows":0,"n_cols":0,"rows_kept":0,"cut":false,"hidden":false,"merged":[]}

{"sheet":"BatteryArchive","index":14,"n_rows":501,"n_cols":1,"rows_kept":501,"cut":false,"hidden":false,"merged":[]}
[]
[1]
[{"$f":"A2+1","v":2}]
[{"$f":"A3+1","v":3}]
[4]
[5]
[{"$f":"A6+1","v":6}]
[7]
[8]
[9]
[10]
[11]
[12]
[13]
[14]
[15]
[16]
[17]
[18]
[19]
[20]
[21]
[22]
[23]
[24]
[25]
[26]
[27]
[28]
[29]
[30]
[31]
[32]
[33]
[34]
[35]
[36]
[37]
[38]
[39]
[40]
[41]
[42]
[43]
[44]
[45]
[46]
[47]
[48]
[49]
[50]
[51]
[52]
[53]
[54]
[55]
[56]
[57]
[58]
[59]
[60]
[61]
[62]
[63]
[64]
[65]
[66]
[{"$f":"A67+1","v":67}]
[68]
[69]
[70]
[71]
[72]
[73]
[74]
[75]
[76]
[77]
[78]
[79]
[80]
[81]
[82]
[83]
[84]
[85]
[86]
[87]
[88]
[89]
[90]
[91]
[92]
[93]
[94]
[95]
[96]
[97]
[98]
[99]
[100]
[101]
[102]
[103]
[104]
[105]
[106]
[107]
[108]
[109]
[110]
[111]
[112]
[113]
[114]
[115]
[116]
[117]
[118]
[119]
[120]
[121]
[122]
[123]
[124]
[125]
[126]
[127]
[128]
[129]
[130]
[{"$f":"A131+1","v":131}]
[132]
[133]
[134]
[135]
[136]
[137]
[138]
[139]
[140]
[141]
[142]
[143]
[144]
[145]
[146]
[147]
[148]
[149]
[150]
[151]
[152]
[153]
[154]
[155]
[156]
[157]
[158]
[159]
[160]
[161]
[162]
[163]
[164]
[165]
[166]
[167]
[168]
[169]
[170]
[171]
[172]
[173]
[174]
[175]
[176]
[177]
[178]
[179]
[180]
[181]
[182]
[183]
[184]
[185]
[186]
[187]
[188]
[189]
[190]
[191]
[192]
[193]
[194]
[{"$f":"A195+1","v":195}]
[196]
[197]
[198]
[199]
[200]
[201]
[202]
[203]
[204]
[205]
[206]
[207]
[208]
[209]
[210]
[211]
[212]
[213]
[214]
[215]
[216]
[217]
[218]
[219]
[220]
[221]
[222]
[223]
[224]
[225]
[226]
[227]
[228]
[229]
[230]
[231]
[232]
[233]
[234]
[235]
[236]
[237]
[238]
[239]
[240]
[241]
[242]
[243]
[244]
[245]
[246]
[247]
[248]
[249]
[250]
[251]
[252]
[253]
[254]
[255]
[256]
[257]
[258]
[{"$f":"A259+1","v":259}]
[260]
[261]
[262]
[263]
[264]
[265]
[266]
[267]
[268]
[269]
[270]
[271]
[272]
[273]
[274]
[275]
[276]
[277]
[278]
[279]
[280]
[281]
[282]
[283]
[284]
[285]
[286]
[287]
[288]
[289]
[290]
[291]
[292]
[293]
[294]
[295]
[296]
[297]
[298]
[299]
[300]
[301]
[302]
[303]
[304]
[305]
[306]
[307]
[308]
[309]
[310]
[311]
[312]
[313]
[314]
[315]
[316]
[317]
[318]
[319]
[320]
[321]
[322]
[{"$f":"A323+1","v":323}]
[324]
[325]
[326]
[327]
[328]
[329]
[330]
[331]
[332]
[333]
[334]
[335]
[336]
[337]
[338]
[339]
[340]
[341]
[342]
[343]
[344]
[345]
[346]
[347]
[348]
[349]
[350]
[351]
[352]
[353]
[354]
[355]
[356]
[357]
[358]
[359]
[360]
[361]
[362]
[363]
[364]
[365]
[366]
[367]
[368]
[369]
[370]
[371]
[372]
[373]
[374]
[375]
[376]
[377]
[378]
[379]
[380]
[381]
[382]
[383]
[384]
[385]
[386]
[{"$f":"A387+1","v":387}]
[388]
[389]
[390]
[391]
[392]
[393]
[394]
[395]
[396]
[397]
[398]
[399]
[400]
[401]
[402]
[403]
[404]
[405]
[406]
[407]
[408]
[409]
[410]
[411]
[412]
[413]
[414]
[415]
[416]
[417]
[418]
[419]
[420]
[421]
[422]
[423]
[424]
[425]
[426]
[427]
[428]
[429]
[430]
[431]
[432]
[433]
[434]
[435]
[436]
[437]
[438]
[439]
[440]
[441]
[442]
[443]
[444]
[445]
[446]
[447]
[448]
[449]
[450]
[{"$f":"A451+1","v":451}]
[452]
[453]
[454]
[455]
[456]
[457]
[458]
[459]
[460]
[461]
[462]
[463]
[464]
[465]
[466]
[467]
[468]
[469]
[470]
[471]
[472]
[473]
[474]
[475]
[476]
[477]
[478]
[479]
[480]
[481]
[482]
[483]
[484]
[485]
[486]
[487]
[488]
[489]
[490]
[491]
[492]
[493]
[494]
[495]
[496]
[497]
[498]
[499]
[500]

{"sheet":"SolarArchive","index":15,"n_rows":0,"n_cols":0,"rows_kept":0,"cut":false,"hidden":false,"merged":[]}

{"sheet":"Display","index":16,"n_rows":34,"n_cols":3,"rows_kept":34,"cut":false,"hidden":false,"merged":[]}
[]
["Instructions",1]
["Storm Graph",1]
["Battery Detail",1]
["LocationGraph",1]
["Buttons",null,"Position"]
["Add, etc.",1,{"$f":"B7","v":1}]
["View Specs",1,{"$f":"IF(B8=1,SUM(B7:B8),0)","v":2}]
["Reset",1,{"$f":"IF(B9=1,SUM(B7:B9),0)","v":3}]
["Defaults",1,{"$f":"IF(B10=1,SUM(B7:B10),0)","v":4}]
["Compare",1,{"$f":"IF(B11=1,SUM(B7:B11),0)","v":5}]
["Load/Delete",1,{"$f":"IF(B12=1,SUM(B7:B12),0)","v":6}]
["Print",1,{"$f":"IF(B13=1,SUM(B7:B13),0)","v":7}]
["Total",1]
[]
[]
["Printing page:",1]
[]
[]
["Admin Options"]
["Full screen",0]
["Tabs",0]
["Scroll bars",1]
["Grid Lines",0]
["Formula Bar",1]
["Headings",0]
["Protection",0]
[]
[]
[]
[]
["SolarChartTitle","Solar Input, Load, and Battery Charge "]
["Solar Location","Logan, UT"]
[null,{"$f":"B32&CHAR(13)&B33","v":"Solar Input, Load, and Battery Charge \rLogan, UT"}]

{"sheet":"Print-1","index":17,"n_rows":26,"n_cols":8,"rows_kept":26,"cut":false,"hidden":false,"merged":[[25,1,25,2],[11,6,15,8],[3,4,7,5],[4,7,7,8],[3,7,3,8],[17,1,17,2]]}
[]
[null,null,null,"Power Budget Spreadsheet"]
[]
["SiteName:",null,null,"Address:",null,null,"Prepared By:"]
["Company:",null,null,null,null,null,"Notes:"]
["Contact:"]
["Phone #"]
[]
[]
[]
[]
["Scan Interval",5,"Seconds",null,null,"Devices","CR1000"]
[]
["Communications Interval",12,"Hours"]
[]
["Lowest Average Temperature",0,"Temp °C"]
[]
["Battery","PS100"]
[]
["Desired Backup",14,"Days"]
[]
["Estimated Backup",148.83177570093457,"Days"]
[null,null,null,null,null,"Daily Load",3.0816E-2,"Amp Hours"]
["Equivalent Sun Hours",3.5,"Hours/day"]
[null,null,null,null,null,"Daily Solar",1.9600000000000002,"Amp Hours"]
["Solar Panel","SP10"]

{"sheet":"Print-2","index":18,"n_rows":12,"n_cols":12,"rows_kept":12,"cut":false,"hidden":false,"merged":[[3,4,7,5],[3,7,3,8],[4,7,7,8]]}
[]
[null,null,"Power Budget Spreadsheet Comparison"]
[]
["SiteName:",null,null,"Address:",null,null,"Prepared By:"]
["Company:",null,null,null,null,null,"Notes:"]
["Contact:"]
["Phone #"]
[]
[]
["System Name","Devices","Scan Interval (Seconds)","Communications Interval (Hours)","Lowest Average Temperature (°C)","Battery","Desired Battery Backup (Days)","Estimated Battery Backup (Days)","Equivalent Sun Hours","Solar Panel","Daily Load          (Amp Hours)","Daily Solar          (Amp Hours)"]
["Solar800-NoComms","CR8XX, NL200 IPNetPower, LP02-L, 03001-L/03002-L, 109-L, TE525-L",5,12,0,"BP24",14,161.46998807211929,3.5,"SP20",9.7385280000000018E-2,4.165]
[null,"CR1000, CR206 1 Sec Radio, CR216 Radio always on , CR216 8 Sec, CR9051, CR8XX",1,12,3,"60 Ah",14,24.258145836895196,2,"SP20",1.684512,2.2200000000000002]